## Instruction
Title | COBIE
Version | 2
Release | 4
Status | ifc2x3
Region | EN-UK
Purpose |  | From | Till | Count | Ratio | Key | This spreadsheet supports the exchange of building, system and product information through the life of the project.
Outline |  | 0 | 0 | 0 | #DIV/0! | Additional information per Object | Individual worksheets are organized by project phase as shown below
All Phases | Sheet | From | Till | Count | Ratio | Key | Contents
| Contact | 0 | 0 | 0 | #DIV/0! | Contacts per Object | People and Companies
Early Design Worksheets | Sheet | From | Till | Count | Ratio | Key | Contents
| Facility | 0 | 0 | 0
| Floor | 0 | 0 | 0 | #DIV/0! | Floors per Facility | Vertical levels and exterior areas
| Space | 0 | 0 | 0 | #DIV/0! | Spaces per Floor | Spaces
| Zone | 0 | 0 | 0 | #DIV/0! | Spaces per Zone | Sets of spaces sharing a specific attribute
| Type | 0 | 0 | 0 | #DIV/0! | Components per Type | Types of equipment, products, and materials
Detailed Design Worksheets | Sheet | From | Till | Count | Ratio | Key | Contents
| Component | 0 | 0 | 0 | #DIV/0! | Components per Space | Individually named or schedule items
| System | 0 | 0 | 0 | #DIV/0! | Components per System | Sets of components providing a service
| Assembly |  |  | 0 | #DIV/0! | Assemblies per Object | Constituents for Types, Components and others
| Connection |  |  | 0 | #DIV/0! | Connections per Object | Logical connections between components
| Impact |  |  | 0 | #DIV/0! | Impacts per Object | Economic, Environmental and Social Impacts at various stages in the life cycle
Construction Worksheets | Sheet | From | Till | Count | Ratio | Key | Contents
Note: submittals and approvals added on Documents
Note: manufacturer and model added on Type
Note: serial and tag added on Component
Operations and Maintenance Worksheets | Sheet | From | Till | Count | Ratio | Key | Contents
| Spare |  |  | 0 | #DIV/0! | Spares per Type | Onsite and replacement parts
| Resource |  |  | 0 | #DIV/0! | Resources per Type | Required materials, tools, and training
| Job |  |  | 0 | #DIV/0! | Jobs per Type | PM, Safety, and other job plans
Note: warranty information added on Type
All Phases | Sheet | From | Till | Count | Ratio | Key | Contents
| Document |  |  | 0 | #DIV/0! | Documents per Object | All applicable document references
| Attribute |  |  | 0 | #DIV/0! | Attributes per Object | Properties of referenced item
| Coordinate |  |  | 0 | #DIV/0! | Coordinates per Object | Spatial locations in box, line, or point format
| Issue |  |  | 0 | #DIV/0! | Issues per Object | Other issues remaining at handover.
Legend
| text | [5 empty] | required
| text | [5 empty] | reference to other sheet or pick list
| text | [5 empty] | external reference
| text | [5 empty] | if specified as required
| text | [5 empty] | secondary information when preparing product data
NOTES:
Note: Regional, owner, or product specific data may be added as new columns to the right of standard template columns.
Note: Regional classification codes may be substituted for the specifiable picklists used in the United States.
Copyright | USACE ERDC | (c) 2006-2011

## Contact
Email | CreatedBy | CreatedOn | Category | Company | Phone | ExtSystem | ExtObject | ExtIdentifier | Department | OrganizationCode | GivenName | FamilyName | Street | PostalBox | Town | StateRegion | PostalCode | Country | ProjectStages
stephenhamil@gmail.com | stephenhamil@gmail.com | 1900-12-31T23:59:59 | Client | n/a | n/a | n/a | n/a | 8b32bcda-96f3-40ec-a4c9-5a82455fb077 | n/a | n/a | Stephen | Hamil | n/a | n/a | n/a | n/a | n/a | n/a
noname.nosurname@abc_architects.com | stephenhamil@gmail.com | 1900-12-31T23:59:59 | unknown | ABC Architects | n/a | n/a | n/a | 03ad6d79-9cf2-42dc-b8ef-1e96198a5be3 | n/a | n/a | n/a | n/a | n/a | n/a | n/a | n/a | n/a | n/a
noname.nosurname@xyz_contractors.com | stephenhamil@gmail.com | 1900-12-31T23:59:59 | unknown | XYZ Contractors | n/a | n/a | n/a | 124f1b68-6ec9-4d3b-83db-f6165c4e60c9 | n/a | n/a | n/a | n/a | n/a | n/a | n/a | n/a | n/a | n/a
noname.nosurname@newtown_developers.com | stephenhamil@gmail.com | 1900-12-31T23:59:59 | unknown | Newtown Developers | n/a | n/a | n/a | 645e232a-95c9-4948-b4c4-6472cbb07024 | n/a | n/a | n/a | n/a | n/a | n/a | n/a | n/a | n/a | n/a
noname.nosurname@_not_decided_.com | stephenhamil@gmail.com | 1900-12-31T23:59:59 | unknown | [Not decided] | n/a | n/a | n/a | 00000000-0000-0000-0000-000000000000 | n/a | n/a | n/a | n/a | n/a | n/a | n/a | n/a | n/a | n/a
not_decided_@role.com | stephenhamil@gmail.com | 1900-12-31T23:59:59 | Role [Not decided] | n/a | n/a | DPoW | n/a | bd90211a-559d-4f36-93d2-cb8a1d6e7233 | n/a | n/a | [Not decided] | n/a | n/a | n/a | n/a | n/a | n/a | n/a
stage6_project_lead@role.com | stephenhamil@gmail.com | 1900-12-31T23:59:59 | Role Stage6_Project lead | n/a | n/a | DPoW | n/a | 26f2a45d-ebbc-486a-8fca-50653eebe497 | n/a | n/a | Stage6_Project lead | n/a | n/a | n/a | n/a | n/a | n/a | n/a
stage6_lead_designer@role.com | stephenhamil@gmail.com | 1900-12-31T23:59:59 | Role Stage6_Lead designer | n/a | n/a | DPoW | n/a | 201a75dc-2606-4930-837d-cd71082be758 | n/a | n/a | Stage6_Lead designer | n/a | n/a | n/a | n/a | n/a | n/a | n/a
stage6_architect@role.com | stephenhamil@gmail.com | 1900-12-31T23:59:59 | Role Stage6_Architect | n/a | n/a | DPoW | n/a | 82c836f1-dbd2-4717-825e-b31fe4d79188 | n/a | n/a | Stage6_Architect | n/a | n/a | n/a | n/a | n/a | n/a | n/a
stage6_building_services_engineer@role.com | stephenhamil@gmail.com | 1900-12-31T23:59:59 | Role Stage6_Building services engineer | n/a | n/a | DPoW | n/a | a1f2909a-6ec6-45cc-9900-4ef9d71ab431 | n/a | n/a | Stage6_Building services engineer | n/a | n/a | n/a | n/a | n/a | n/a | n/a
stage6_structural_engineer@role.com | stephenhamil@gmail.com | 1900-12-31T23:59:59 | Role Stage6_Structural engineer | n/a | n/a | DPoW | n/a | 088c37b6-66ad-43b4-af1a-0fb5296c31bf | n/a | n/a | Stage6_Structural engineer | n/a | n/a | n/a | n/a | n/a | n/a | n/a
stage6_cost_consultant@role.com | stephenhamil@gmail.com | 1900-12-31T23:59:59 | Role Stage6_Cost consultant | n/a | n/a | DPoW | n/a | f6545bdf-8d44-4fdc-b383-eeafad31c058 | n/a | n/a | Stage6_Cost consultant | n/a | n/a | n/a | n/a | n/a | n/a | n/a
stage6_construction_lead@role.com | stephenhamil@gmail.com | 1900-12-31T23:59:59 | Role Stage6_Construction lead | n/a | n/a | DPoW | n/a | 378efb1b-a467-44c3-8ab4-2b8c863c1976 | n/a | n/a | Stage6_Construction lead | n/a | n/a | n/a | n/a | n/a | n/a | n/a
stage6_contract_administrator@role.com | stephenhamil@gmail.com | 1900-12-31T23:59:59 | Role Stage6_Contract administrator | n/a | n/a | DPoW | n/a | 2b03dc50-19f6-408c-b8d8-cdfe50df4ce1 | n/a | n/a | Stage6_Contract administrator | n/a | n/a | n/a | n/a | n/a | n/a | n/a
stage6_health_and_safety_adviser@role.com | stephenhamil@gmail.com | 1900-12-31T23:59:59 | Role Stage6_Health and safety adviser | n/a | n/a | DPoW | n/a | a4be7f44-fe2a-4f74-b7ce-3ce6c36dcf84 | n/a | n/a | Stage6_Health and safety adviser | n/a | n/a | n/a | n/a | n/a | n/a | n/a
stage6_all_additional_project_roles@role.com | stephenhamil@gmail.com | 1900-12-31T23:59:59 | Role Stage6_All additional project roles | n/a | n/a | DPoW | n/a | 2105b869-cb49-4cbb-894e-101e20a7d123 | n/a | n/a | Stage6_All additional project roles | n/a | n/a | n/a | n/a | n/a | n/a | n/a
stage6_all_roles@role.com | stephenhamil@gmail.com | 1900-12-31T23:59:59 | Role Stage6_All roles | n/a | n/a | DPoW | n/a | 3e33997e-4ed5-47ee-89fc-68f2a4fd6751 | n/a | n/a | Stage6_All roles | n/a | n/a | n/a | n/a | n/a | n/a | n/a
default.contact@default.def | default.contact@default.def | 2016-07-18T20:12:00 | unknown | Default company | +00 0000 0000 | n/a | n/a | n/a | n/a | n/a | n/a | n/a | n/a | n/a | n/a | n/a | n/a | n/a
7408575f-3674-4a01-9ad8-061c1869ff14 | default.contact@default.def | 2016-07-18T20:12:00 | unknown | n/a | n/a | n/a | n/a | n/a | n/a | n/a | n/a | n/a | n/a | n/a | n/a | n/a | n/a | n/a

## Facility
Name | CreatedBy | CreatedOn | Category | ProjectName | SiteName | LinearUnits | AreaUnits | VolumeUnits | CurrencyUnit | AreaMeasurement | ExternalSystem | ExternalProjectObject | ExternalProjectIdentifier | ExternalSiteObject | ExternalSiteIdentifier | ExternalFacilityObject | ExternalFacilityIdentifier | Description | ProjectDescription | SiteDescription | Phase | ProjectStages
COBie Test | 7408575f-3674-4a01-9ad8-061c1869ff14 | 1900-12-31T23:59:59 | required | YYY COBie Test | n/a | UNDEFINED | UNDEFINED | UNDEFINED | GBP | n/a | DPoW | n/a | 6b630eed-8b1a-4fc6-937d-c840ac5a7dc8 | n/a | n/a | n/a | c1675e50-bf52-4153-b17c-8fc4b59a7dad | Just the basics on how the COBie compare works | Just the basics on how the COBie compare works | n/a | n/a

## Floor
Name | CreatedBy | CreatedOn | Category | ExtSystem | ExtObject | ExtIdentifier | Description | Elevation | Height | ProjectStages
Default floor | default.contact@default.def | 2016-07-18T20:12:00 | unknown | n/a | n/a | 7f179bf2-60bb-4af8-b49d-92fbede34692 | n/a | n/a | n/a

## Space
Name | CreatedBy | CreatedOn | Category | FloorName | Description | ExtSystem | ExtObject | ExtIdentifier | RoomTag | UsableHeight | GrossArea | NetArea | ProjectStages
Default space 1001 | default.contact@default.def | 2016-07-18T20:12:00 | unknown | Default floor | Default description | n/a | n/a | d55e8d15-51e8-436d-a16e-040b3b9ac88b | n/a | n/a | n/a | n/a

## Zone
Name | CreatedBy | CreatedOn | Category | SpaceNames | ExtSystem | ExtObject | ExtIdentifier | Description | ProjectStages
Default zone | default.contact@default.def | 2016-07-18T20:12:00 | unknown | Default space 1001 | n/a | n/a | c990ddc1-741a-41df-a42f-ed4f3a690f5b | n/a

## Type
Name | CreatedBy | CreatedOn | Category | Description | AssetType | Manufacturer | ModelNumber | WarrantyGuarantorParts | WarrantyDurationParts | WarrantyGuarantorLabor | WarrantyDurationLabor | WarrantyDurationUnit | ExtSystem | ExtObject | ExtIdentifier | ReplacementCost | ExpectedLife | DurationUnit | WarrantyDescription | NominalLength | NominalWidth | NominalHeight | ModelReference | Shape | Size | Color | Finish | Grade | Material | Constituents | Features | AccessibilityPerformance | CodePerformance | SustainabilityPerformance | ProjectStages
Fan convectors | stephenhamil@gmail.com | 1900-12-31T23:59:59 | 90-40-35/335 : Fan convectors, Pr_70_60_36_30 : Fan convectors, required | n/a | unknown | n/a | n/a | default.contact@default.def | n/a | default.contact@default.def | n/a | n/a | DPoW | AssetType | c30f4efb-724b-444e-a31d-eede9258705d | n/a | n/a | n/a | n/a | n/a | n/a | n/a | n/a | 3 | n/a | n/a | n/a | n/a | n/a | n/a | n/a | n/a | n/a | n/a | Stage 6
Foam fire extinguishers | stephenhamil@gmail.com | 1900-12-31T23:59:59 | 45-35-28/340 : Foam fire extinguishers, Pr_40_50_28_30 : Foam fire extinguishers, required | n/a | unknown | n/a | n/a | default.contact@default.def | n/a | default.contact@default.def | n/a | n/a | DPoW | AssetType | ff1740a5-2936-4f16-aa72-f87a899a464a | n/a | n/a | n/a | n/a | n/a | n/a | n/a | n/a | 3 | n/a | n/a | n/a | n/a | n/a | n/a | n/a | n/a | n/a | n/a | Stage 6

## Component
Name | CreatedBy | CreatedOn | TypeName | Space | Description | ExtSystem | ExtObject | ExtIdentifier | SerialNumber | InstallationDate | WarrantyStartDate | TagNumber | BarCode | AssetIdentifier | ProjectStages
Fan convectors | stephenhamil@gmail.com | 2016-07-18T20:12:00 | Fan convectors | Default space 1001 | n/a | DPoW | n/a | 627c843a-0fa4-4744-8bd4-f12709f0328c | n/a | 1900-12-31T23:59:59 | 1900-12-31T23:59:59 | n/a | n/a | n/a
Foam fire extinguishers | stephenhamil@gmail.com | 2016-07-18T20:12:00 | Foam fire extinguishers | Default space 1001 | n/a | DPoW | n/a | 475f4acd-b84f-4887-aebb-6250665efdfa | n/a | 1900-12-31T23:59:59 | 1900-12-31T23:59:59 | n/a | n/a | n/a

## System
Name | CreatedBy | CreatedOn | Category | ComponentNames | ExtSystem | ExtObject | ExtIdentifier | Description | ProjectStages
Default system | default.contact@default.def | 1900-12-31T23:59:59 | unknown | Fan convectors, Foam fire extinguishers | n/a | n/a | n/a | n/a

## Assembly
Name | CreatedBy | CreatedOn | SheetName | ParentName | ChildNames | AssemblyType | ExtSystem | ExtObject | ExtIdentifier | Description

## Connection
Name | CreatedBy | CreatedOn | ConnectionType | SheetName | RowName1 | RowName2 | RealizingElement | PortName1 | PortName2 | ExtSystem | ExtObject | ExtIdentifier | Description

## Spare
Name | CreatedBy | CreatedOn | Category | TypeName | Suppliers | ExtSystem | ExtObject | ExtIdentifier | Description | SetNumber | PartNumber

## Resource
Name | CreatedBy | CreatedOn | Category | ExtSystem | ExtObject | ExtIdentifier | Description

## Job
Name | CreatedBy | CreatedOn | Category | Status | TypeName | Description | Duration | DurationUnit | Start | TaskStartUnit | Frequency | FrequencyUnit | ExtSystem | ExtObject | ExtIdentifier | TaskNumber | Priors | ResourceNames

## Impact
Name | CreatedBy | CreatedOn | ImpactType | ImpactStage | SheetName | RowName | Value | ImpactUnit | LeadInTime | Duration | LeadOutTime | ExtSystem | ExtObject | ExtIdentifier | Description

## Document
Name | CreatedBy | CreatedOn | Category | ApprovalBy | Stage | SheetName | RowName | Directory | File | ExtSystem | ExtObject | ExtIdentifier | Description | Reference | ProjectStages
6.020 Handover Strategy | stephenhamil@gmail.com | 1900-12-31T23:59:59 | required | unknown | unknown | Facility | COBie Test | n/a | n/a | n/a | n/a | 5db4d237-714c-4f72-a4ce-fad15fc6dd76 | Support tasks are now focused on health and safety on site and ensuring that the project handover and post-occupancy activities, determined earlier, are properly facilitated. | n/a
6.030 As Constructed Information | stephenhamil@gmail.com | 1900-12-31T23:59:59 | required | unknown | unknown | Facility | COBie Test | n/a | n/a | n/a | n/a | 3122f7e9-777e-402b-ba23-1cf6f0a21019 | Support tasks are now focused on health and safety on site and ensuring that the project handover and post-occupancy activities, determined earlier, are properly facilitated. | n/a
6.040 Project Team Performance Report | stephenhamil@gmail.com | 1900-12-31T23:59:59 | required | unknown | unknown | Facility | COBie Test | n/a | n/a | n/a | n/a | a424cab9-f064-4f6d-9060-ac9f5c4eecca | This should be measured in accordance with the Project Programme. | n/a
6.050 Handover Strategy | stephenhamil@gmail.com | 1900-12-31T23:59:59 | required | unknown | unknown | Facility | COBie Test | n/a | n/a | n/a | n/a | a0365d33-8c04-4f4d-8b91-372f430df6b3 | Including Feedback for use during the future life of the building or on future projects. | n/a
6.060 As Constructed Information | stephenhamil@gmail.com | 1900-12-31T23:59:59 | required | unknown | unknown | Facility | COBie Test | n/a | n/a | n/a | n/a | edd2720c-8c2d-4171-a7ed-7868499715b7 | Support tasks are now focused on health and safety on site and ensuring that the project handover and post-occupancy activities, determined earlier, are properly facilitated. | n/a
6.070 Handover Strategy | stephenhamil@gmail.com | 1900-12-31T23:59:59 | required | unknown | unknown | Facility | COBie Test | n/a | n/a | n/a | n/a | 91daba06-85aa-4f83-b7d4-9c0ebc51288d | Including Feedback for use during the future life of the building or on future projects. | n/a
6.080 As Constructed Information | stephenhamil@gmail.com | 1900-12-31T23:59:59 | required | unknown | unknown | Facility | COBie Test | n/a | n/a | n/a | n/a | 879215db-1ab4-4c29-a3b7-7722b6b37903 | In accordance with Design Responsibility Matrix incorporating Information Exchanges. | n/a
6.090 Handover Strategy | stephenhamil@gmail.com | 1900-12-31T23:59:59 | required | unknown | unknown | Facility | COBie Test | n/a | n/a | n/a | n/a | c647b15f-93b0-43ed-b8b8-ee9754220102 | Including Feedback for use during the future life of the building or on future projects. | n/a
6.100 As Constructed Information | stephenhamil@gmail.com | 1900-12-31T23:59:59 | required | unknown | unknown | Facility | COBie Test | n/a | n/a | n/a | n/a | 324dfb23-3a4a-4b9a-b1a1-29f7b3dc00cd | In accordance with Design Responsibility Matrix incorporating Information Exchanges. | n/a
6.110 Handover Strategy | stephenhamil@gmail.com | 1900-12-31T23:59:59 | required | unknown | unknown | Facility | COBie Test | n/a | n/a | n/a | n/a | 002d69bc-5d36-4130-acae-c7186345f923 | Including Feedback for use during the future life of the building or on future projects. | n/a
6.120 As Constructed Information | stephenhamil@gmail.com | 1900-12-31T23:59:59 | required | unknown | unknown | Facility | COBie Test | n/a | n/a | n/a | n/a | 9532eabb-036e-43e6-ba87-6453ad7d864f | In accordance with Design Responsibility Matrix incorporating Information Exchanges. | n/a
6.130 Handover Strategy | stephenhamil@gmail.com | 1900-12-31T23:59:59 | required | unknown | unknown | Facility | COBie Test | n/a | n/a | n/a | n/a | e13ed33c-21ac-456f-8878-88eb9bef667b | Including Feedback for use during the future life of the building or on future projects. | n/a
6.140 As Constructed Information | stephenhamil@gmail.com | 1900-12-31T23:59:59 | required | unknown | unknown | Facility | COBie Test | n/a | n/a | n/a | n/a | f86314dd-1f00-4967-90e3-b2beb5441707 | In accordance with Design Responsibility Matrix incorporating Information Exchanges. | n/a
6.150 Handover Strategy | stephenhamil@gmail.com | 1900-12-31T23:59:59 | required | unknown | unknown | Facility | COBie Test | n/a | n/a | n/a | n/a | 0a55b71a-5be5-4c3e-9b1a-85542a31f654 | Including Feedback for use during the future life of the building or on future projects. | n/a
6.160 Final Account Report | stephenhamil@gmail.com | 1900-12-31T23:59:59 | required | unknown | unknown | Facility | COBie Test | n/a | n/a | n/a | n/a | 17b9983c-ee33-4228-8d57-05c858913c56 | In accordance with Building Contract. Procedures may vary depending on the form of contract used. | n/a
6.170 Handover Strategy | stephenhamil@gmail.com | 1900-12-31T23:59:59 | required | unknown | unknown | Facility | COBie Test | n/a | n/a | n/a | n/a | f1223fb5-5ea8-4535-9c67-cdca768b5820 | Including Feedback for use during the future life of the building or on future projects. | n/a
6.180 As Constructed Information | stephenhamil@gmail.com | 1900-12-31T23:59:59 | required | unknown | unknown | Facility | COBie Test | n/a | n/a | n/a | n/a | 89113407-5b93-4d2c-9f47-8a63bbeda8ef | In accordance with Design Responsibility Matrix incorporating Information Exchanges. | n/a
6.190 Defects Report | stephenhamil@gmail.com | 1900-12-31T23:59:59 | required | unknown | unknown | Facility | COBie Test | n/a | n/a | n/a | n/a | 7ca99d20-5133-448e-a43c-9787991a551b | In accordance with Building Contract. Procedures may vary depending on the form of contract used. | n/a
6.200 Contract Administration Report | stephenhamil@gmail.com | 1900-12-31T23:59:59 | required | unknown | unknown | Facility | COBie Test | n/a | n/a | n/a | n/a | a875b83f-b27e-4823-87c6-5183dee37c5a | In accordance with Building Contract. Procedures may vary depending on the form of contract used. | n/a
6.210 Project Information Report | stephenhamil@gmail.com | 1900-12-31T23:59:59 | required | unknown | unknown | Facility | COBie Test | n/a | n/a | n/a | n/a | aa134dc9-24e8-4af6-a189-747be8e168d8 | Support tasks are now focused on health and safety on site and ensuring that the project handover and post-occupancy activities, determined earlier, are properly facilitated. | n/a
6.220 As Constructed Information | stephenhamil@gmail.com | 1900-12-31T23:59:59 | required | unknown | unknown | Facility | COBie Test | n/a | n/a | n/a | n/a | c8fff0b1-961c-4b71-8026-c25a2863a2a4 | Has assistance with the collation of post-completion information for final sustainability certification been provided? | n/a
6.230 Commissioning Report | stephenhamil@gmail.com | 1900-12-31T23:59:59 | required | unknown | unknown | Facility | COBie Test | n/a | n/a | n/a | n/a | ccee5074-c896-46f4-b1a0-bca892ff4b29 | As required. | n/a
6.240 Information Exchange Checklist | stephenhamil@gmail.com | 1900-12-31T23:59:59 | required | unknown | unknown | Facility | COBie Test | n/a | n/a | n/a | n/a | e1850fe5-d869-4b40-921e-28fb36723d95 | As set out in the Design Responsibility Matrix incorporating Information Exchanges. | n/a
6.250 As Constructed Information | stephenhamil@gmail.com | 1900-12-31T23:59:59 | required | unknown | unknown | Facility | COBie Test | n/a | n/a | n/a | n/a | 2490fc78-40c4-4b87-838d-5257d2ed8288 | 'As-constructed' Information updated in response to ongoing client Feedback and maintenance or operational developments. | n/a
6.260 Information Exchange Checklist | stephenhamil@gmail.com | 1900-12-31T23:59:59 | required | unknown | unknown | Facility | COBie Test | n/a | n/a | n/a | n/a | a1cc8e50-63b8-4c34-9433-fb228f7da9bb | Required at this stage. | n/a

## Attribute
Name | CreatedBy | CreatedOn | Category | SheetName | RowName | Value | Unit | ExtSystem | ExtObject | ExtIdentifier | Description | AllowedValues | ProjectStages
DocumentCode | stephenhamil@gmail.com | 1900-12-31T23:59:59 | Submitted | Document | 6.020 Handover Strategy | 6.020 | n/a | n/a | DPoW Attributes | n/a | n/a | n/a
DocumentCodeOrdinal | stephenhamil@gmail.com | 1900-12-31T23:59:59 | Submitted | Document | 6.020 Handover Strategy | 0 | n/a | n/a | DPoW Attributes | n/a | n/a | n/a
DocumentLastModified | stephenhamil@gmail.com | 1900-12-31T23:59:59 | Submitted | Document | 6.020 Handover Strategy | 2016-07-18T09:06:37 | n/a | n/a | DPoW Attributes | n/a | n/a | n/a
ResponsibleContact | stephenhamil@gmail.com | 1900-12-31T23:59:59 | Submitted | Document | 6.020 Handover Strategy | [Not decided] | n/a | n/a | DPoW Attributes | n/a | n/a | n/a
ResponsibleRole | stephenhamil@gmail.com | 1900-12-31T23:59:59 | Submitted | Document | 6.020 Handover Strategy | Stage6_Project lead | n/a | n/a | DPoW Attributes | n/a | n/a | n/a
DocumentCode | stephenhamil@gmail.com | 1900-12-31T23:59:59 | Submitted | Document | 6.030 As Constructed Information | 6.030 | n/a | n/a | DPoW Attributes | n/a | n/a | n/a
DocumentCodeOrdinal | stephenhamil@gmail.com | 1900-12-31T23:59:59 | Submitted | Document | 6.030 As Constructed Information | 1 | n/a | n/a | DPoW Attributes | n/a | n/a | n/a
DocumentLastModified | stephenhamil@gmail.com | 1900-12-31T23:59:59 | Submitted | Document | 6.030 As Constructed Information | 2016-07-18T09:06:37 | n/a | n/a | DPoW Attributes | n/a | n/a | n/a
ResponsibleContact | stephenhamil@gmail.com | 1900-12-31T23:59:59 | Submitted | Document | 6.030 As Constructed Information | [Not decided] | n/a | n/a | DPoW Attributes | n/a | n/a | n/a
ResponsibleRole | stephenhamil@gmail.com | 1900-12-31T23:59:59 | Submitted | Document | 6.030 As Constructed Information | Stage6_Project lead | n/a | n/a | DPoW Attributes | n/a | n/a | n/a
DocumentCode | stephenhamil@gmail.com | 1900-12-31T23:59:59 | Submitted | Document | 6.040 Project Team Performance Report | 6.040 | n/a | n/a | DPoW Attributes | n/a | n/a | n/a
DocumentCodeOrdinal | stephenhamil@gmail.com | 1900-12-31T23:59:59 | Submitted | Document | 6.040 Project Team Performance Report | 2 | n/a | n/a | DPoW Attributes | n/a | n/a | n/a
DocumentLastModified | stephenhamil@gmail.com | 1900-12-31T23:59:59 | Submitted | Document | 6.040 Project Team Performance Report | 2016-07-18T09:06:37 | n/a | n/a | DPoW Attributes | n/a | n/a | n/a
ResponsibleContact | stephenhamil@gmail.com | 1900-12-31T23:59:59 | Submitted | Document | 6.040 Project Team Performance Report | [Not decided] | n/a | n/a | DPoW Attributes | n/a | n/a | n/a
ResponsibleRole | stephenhamil@gmail.com | 1900-12-31T23:59:59 | Submitted | Document | 6.040 Project Team Performance Report | Stage6_Project lead | n/a | n/a | DPoW Attributes | n/a | n/a | n/a
DocumentCode | stephenhamil@gmail.com | 1900-12-31T23:59:59 | Submitted | Document | 6.050 Handover Strategy | 6.050 | n/a | n/a | DPoW Attributes | n/a | n/a | n/a
DocumentCodeOrdinal | stephenhamil@gmail.com | 1900-12-31T23:59:59 | Submitted | Document | 6.050 Handover Strategy | 3 | n/a | n/a | DPoW Attributes | n/a | n/a | n/a
DocumentLastModified | stephenhamil@gmail.com | 1900-12-31T23:59:59 | Submitted | Document | 6.050 Handover Strategy | 2016-07-18T09:06:37 | n/a | n/a | DPoW Attributes | n/a | n/a | n/a
ResponsibleContact | stephenhamil@gmail.com | 1900-12-31T23:59:59 | Submitted | Document | 6.050 Handover Strategy | [Not decided] | n/a | n/a | DPoW Attributes | n/a | n/a | n/a
ResponsibleRole | stephenhamil@gmail.com | 1900-12-31T23:59:59 | Submitted | Document | 6.050 Handover Strategy | Stage6_Lead designer | n/a | n/a | DPoW Attributes | n/a | n/a | n/a
DocumentCode | stephenhamil@gmail.com | 1900-12-31T23:59:59 | Submitted | Document | 6.060 As Constructed Information | 6.060 | n/a | n/a | DPoW Attributes | n/a | n/a | n/a
DocumentCodeOrdinal | stephenhamil@gmail.com | 1900-12-31T23:59:59 | Submitted | Document | 6.060 As Constructed Information | 4 | n/a | n/a | DPoW Attributes | n/a | n/a | n/a
DocumentLastModified | stephenhamil@gmail.com | 1900-12-31T23:59:59 | Submitted | Document | 6.060 As Constructed Information | 2016-07-18T09:06:37 | n/a | n/a | DPoW Attributes | n/a | n/a | n/a
ResponsibleContact | stephenhamil@gmail.com | 1900-12-31T23:59:59 | Submitted | Document | 6.060 As Constructed Information | [Not decided] | n/a | n/a | DPoW Attributes | n/a | n/a | n/a
ResponsibleRole | stephenhamil@gmail.com | 1900-12-31T23:59:59 | Submitted | Document | 6.060 As Constructed Information | Stage6_Lead designer | n/a | n/a | DPoW Attributes | n/a | n/a | n/a
DocumentCode | stephenhamil@gmail.com | 1900-12-31T23:59:59 | Submitted | Document | 6.070 Handover Strategy | 6.070 | n/a | n/a | DPoW Attributes | n/a | n/a | n/a
DocumentCodeOrdinal | stephenhamil@gmail.com | 1900-12-31T23:59:59 | Submitted | Document | 6.070 Handover Strategy | 5 | n/a | n/a | DPoW Attributes | n/a | n/a | n/a
DocumentLastModified | stephenhamil@gmail.com | 1900-12-31T23:59:59 | Submitted | Document | 6.070 Handover Strategy | 2016-07-18T09:06:37 | n/a | n/a | DPoW Attributes | n/a | n/a | n/a
ResponsibleContact | stephenhamil@gmail.com | 1900-12-31T23:59:59 | Submitted | Document | 6.070 Handover Strategy | [Not decided] | n/a | n/a | DPoW Attributes | n/a | n/a | n/a
ResponsibleRole | stephenhamil@gmail.com | 1900-12-31T23:59:59 | Submitted | Document | 6.070 Handover Strategy | Stage6_Architect | n/a | n/a | DPoW Attributes | n/a | n/a | n/a
DocumentCode | stephenhamil@gmail.com | 1900-12-31T23:59:59 | Submitted | Document | 6.080 As Constructed Information | 6.080 | n/a | n/a | DPoW Attributes | n/a | n/a | n/a
DocumentCodeOrdinal | stephenhamil@gmail.com | 1900-12-31T23:59:59 | Submitted | Document | 6.080 As Constructed Information | 6 | n/a | n/a | DPoW Attributes | n/a | n/a | n/a
DocumentLastModified | stephenhamil@gmail.com | 1900-12-31T23:59:59 | Submitted | Document | 6.080 As Constructed Information | 2016-07-18T09:06:37 | n/a | n/a | DPoW Attributes | n/a | n/a | n/a
ResponsibleContact | stephenhamil@gmail.com | 1900-12-31T23:59:59 | Submitted | Document | 6.080 As Constructed Information | [Not decided] | n/a | n/a | DPoW Attributes | n/a | n/a | n/a
ResponsibleRole | stephenhamil@gmail.com | 1900-12-31T23:59:59 | Submitted | Document | 6.080 As Constructed Information | Stage6_Architect | n/a | n/a | DPoW Attributes | n/a | n/a | n/a
DocumentCode | stephenhamil@gmail.com | 1900-12-31T23:59:59 | Submitted | Document | 6.090 Handover Strategy | 6.090 | n/a | n/a | DPoW Attributes | n/a | n/a | n/a
DocumentCodeOrdinal | stephenhamil@gmail.com | 1900-12-31T23:59:59 | Submitted | Document | 6.090 Handover Strategy | 7 | n/a | n/a | DPoW Attributes | n/a | n/a | n/a
DocumentLastModified | stephenhamil@gmail.com | 1900-12-31T23:59:59 | Submitted | Document | 6.090 Handover Strategy | 2016-07-18T09:06:37 | n/a | n/a | DPoW Attributes | n/a | n/a | n/a
ResponsibleContact | stephenhamil@gmail.com | 1900-12-31T23:59:59 | Submitted | Document | 6.090 Handover Strategy | [Not decided] | n/a | n/a | DPoW Attributes | n/a | n/a | n/a
ResponsibleRole | stephenhamil@gmail.com | 1900-12-31T23:59:59 | Submitted | Document | 6.090 Handover Strategy | Stage6_Building services engineer | n/a | n/a | DPoW Attributes | n/a | n/a | n/a
DocumentCode | stephenhamil@gmail.com | 1900-12-31T23:59:59 | Submitted | Document | 6.100 As Constructed Information | 6.100 | n/a | n/a | DPoW Attributes | n/a | n/a | n/a
DocumentCodeOrdinal | stephenhamil@gmail.com | 1900-12-31T23:59:59 | Submitted | Document | 6.100 As Constructed Information | 8 | n/a | n/a | DPoW Attributes | n/a | n/a | n/a
DocumentLastModified | stephenhamil@gmail.com | 1900-12-31T23:59:59 | Submitted | Document | 6.100 As Constructed Information | 2016-07-18T09:06:37 | n/a | n/a | DPoW Attributes | n/a | n/a | n/a
ResponsibleContact | stephenhamil@gmail.com | 1900-12-31T23:59:59 | Submitted | Document | 6.100 As Constructed Information | [Not decided] | n/a | n/a | DPoW Attributes | n/a | n/a | n/a
ResponsibleRole | stephenhamil@gmail.com | 1900-12-31T23:59:59 | Submitted | Document | 6.100 As Constructed Information | Stage6_Building services engineer | n/a | n/a | DPoW Attributes | n/a | n/a | n/a
DocumentCode | stephenhamil@gmail.com | 1900-12-31T23:59:59 | Submitted | Document | 6.110 Handover Strategy | 6.110 | n/a | n/a | DPoW Attributes | n/a | n/a | n/a
DocumentCodeOrdinal | stephenhamil@gmail.com | 1900-12-31T23:59:59 | Submitted | Document | 6.110 Handover Strategy | 9 | n/a | n/a | DPoW Attributes | n/a | n/a | n/a
DocumentLastModified | stephenhamil@gmail.com | 1900-12-31T23:59:59 | Submitted | Document | 6.110 Handover Strategy | 2016-07-18T09:06:37 | n/a | n/a | DPoW Attributes | n/a | n/a | n/a
ResponsibleContact | stephenhamil@gmail.com | 1900-12-31T23:59:59 | Submitted | Document | 6.110 Handover Strategy | [Not decided] | n/a | n/a | DPoW Attributes | n/a | n/a | n/a
ResponsibleRole | stephenhamil@gmail.com | 1900-12-31T23:59:59 | Submitted | Document | 6.110 Handover Strategy | Stage6_Building services engineer | n/a | n/a | DPoW Attributes | n/a | n/a | n/a
DocumentCode | stephenhamil@gmail.com | 1900-12-31T23:59:59 | Submitted | Document | 6.120 As Constructed Information | 6.120 | n/a | n/a | DPoW Attributes | n/a | n/a | n/a
DocumentCodeOrdinal | stephenhamil@gmail.com | 1900-12-31T23:59:59 | Submitted | Document | 6.120 As Constructed Information | 10 | n/a | n/a | DPoW Attributes | n/a | n/a | n/a
DocumentLastModified | stephenhamil@gmail.com | 1900-12-31T23:59:59 | Submitted | Document | 6.120 As Constructed Information | 2016-07-18T09:06:37 | n/a | n/a | DPoW Attributes | n/a | n/a | n/a
ResponsibleContact | stephenhamil@gmail.com | 1900-12-31T23:59:59 | Submitted | Document | 6.120 As Constructed Information | [Not decided] | n/a | n/a | DPoW Attributes | n/a | n/a | n/a
ResponsibleRole | stephenhamil@gmail.com | 1900-12-31T23:59:59 | Submitted | Document | 6.120 As Constructed Information | Stage6_Building services engineer | n/a | n/a | DPoW Attributes | n/a | n/a | n/a
DocumentCode | stephenhamil@gmail.com | 1900-12-31T23:59:59 | Submitted | Document | 6.130 Handover Strategy | 6.130 | n/a | n/a | DPoW Attributes | n/a | n/a | n/a
DocumentCodeOrdinal | stephenhamil@gmail.com | 1900-12-31T23:59:59 | Submitted | Document | 6.130 Handover Strategy | 11 | n/a | n/a | DPoW Attributes | n/a | n/a | n/a
DocumentLastModified | stephenhamil@gmail.com | 1900-12-31T23:59:59 | Submitted | Document | 6.130 Handover Strategy | 2016-07-18T09:06:37 | n/a | n/a | DPoW Attributes | n/a | n/a | n/a
ResponsibleContact | stephenhamil@gmail.com | 1900-12-31T23:59:59 | Submitted | Document | 6.130 Handover Strategy | [Not decided] | n/a | n/a | DPoW Attributes | n/a | n/a | n/a
ResponsibleRole | stephenhamil@gmail.com | 1900-12-31T23:59:59 | Submitted | Document | 6.130 Handover Strategy | Stage6_Structural engineer | n/a | n/a | DPoW Attributes | n/a | n/a | n/a
DocumentCode | stephenhamil@gmail.com | 1900-12-31T23:59:59 | Submitted | Document | 6.140 As Constructed Information | 6.140 | n/a | n/a | DPoW Attributes | n/a | n/a | n/a
DocumentCodeOrdinal | stephenhamil@gmail.com | 1900-12-31T23:59:59 | Submitted | Document | 6.140 As Constructed Information | 12 | n/a | n/a | DPoW Attributes | n/a | n/a | n/a
DocumentLastModified | stephenhamil@gmail.com | 1900-12-31T23:59:59 | Submitted | Document | 6.140 As Constructed Information | 2016-07-18T09:06:37 | n/a | n/a | DPoW Attributes | n/a | n/a | n/a
ResponsibleContact | stephenhamil@gmail.com | 1900-12-31T23:59:59 | Submitted | Document | 6.140 As Constructed Information | [Not decided] | n/a | n/a | DPoW Attributes | n/a | n/a | n/a
ResponsibleRole | stephenhamil@gmail.com | 1900-12-31T23:59:59 | Submitted | Document | 6.140 As Constructed Information | Stage6_Structural engineer | n/a | n/a | DPoW Attributes | n/a | n/a | n/a
DocumentCode | stephenhamil@gmail.com | 1900-12-31T23:59:59 | Submitted | Document | 6.150 Handover Strategy | 6.150 | n/a | n/a | DPoW Attributes | n/a | n/a | n/a
DocumentCodeOrdinal | stephenhamil@gmail.com | 1900-12-31T23:59:59 | Submitted | Document | 6.150 Handover Strategy | 13 | n/a | n/a | DPoW Attributes | n/a | n/a | n/a
DocumentLastModified | stephenhamil@gmail.com | 1900-12-31T23:59:59 | Submitted | Document | 6.150 Handover Strategy | 2016-07-18T09:06:37 | n/a | n/a | DPoW Attributes | n/a | n/a | n/a
ResponsibleContact | stephenhamil@gmail.com | 1900-12-31T23:59:59 | Submitted | Document | 6.150 Handover Strategy | [Not decided] | n/a | n/a | DPoW Attributes | n/a | n/a | n/a
ResponsibleRole | stephenhamil@gmail.com | 1900-12-31T23:59:59 | Submitted | Document | 6.150 Handover Strategy | Stage6_Cost consultant | n/a | n/a | DPoW Attributes | n/a | n/a | n/a
DocumentCode | stephenhamil@gmail.com | 1900-12-31T23:59:59 | Submitted | Document | 6.160 Final Account Report | 6.160 | n/a | n/a | DPoW Attributes | n/a | n/a | n/a
DocumentCodeOrdinal | stephenhamil@gmail.com | 1900-12-31T23:59:59 | Submitted | Document | 6.160 Final Account Report | 14 | n/a | n/a | DPoW Attributes | n/a | n/a | n/a
DocumentLastModified | stephenhamil@gmail.com | 1900-12-31T23:59:59 | Submitted | Document | 6.160 Final Account Report | 2016-07-18T09:06:37 | n/a | n/a | DPoW Attributes | n/a | n/a | n/a
ResponsibleContact | stephenhamil@gmail.com | 1900-12-31T23:59:59 | Submitted | Document | 6.160 Final Account Report | [Not decided] | n/a | n/a | DPoW Attributes | n/a | n/a | n/a
ResponsibleRole | stephenhamil@gmail.com | 1900-12-31T23:59:59 | Submitted | Document | 6.160 Final Account Report | Stage6_Cost consultant | n/a | n/a | DPoW Attributes | n/a | n/a | n/a
DocumentCode | stephenhamil@gmail.com | 1900-12-31T23:59:59 | Submitted | Document | 6.170 Handover Strategy | 6.170 | n/a | n/a | DPoW Attributes | n/a | n/a | n/a
DocumentCodeOrdinal | stephenhamil@gmail.com | 1900-12-31T23:59:59 | Submitted | Document | 6.170 Handover Strategy | 15 | n/a | n/a | DPoW Attributes | n/a | n/a | n/a
DocumentLastModified | stephenhamil@gmail.com | 1900-12-31T23:59:59 | Submitted | Document | 6.170 Handover Strategy | 2016-07-18T09:06:37 | n/a | n/a | DPoW Attributes | n/a | n/a | n/a
ResponsibleContact | stephenhamil@gmail.com | 1900-12-31T23:59:59 | Submitted | Document | 6.170 Handover Strategy | [Not decided] | n/a | n/a | DPoW Attributes | n/a | n/a | n/a
ResponsibleRole | stephenhamil@gmail.com | 1900-12-31T23:59:59 | Submitted | Document | 6.170 Handover Strategy | Stage6_Construction lead | n/a | n/a | DPoW Attributes | n/a | n/a | n/a
DocumentCode | stephenhamil@gmail.com | 1900-12-31T23:59:59 | Submitted | Document | 6.180 As Constructed Information | 6.180 | n/a | n/a | DPoW Attributes | n/a | n/a | n/a
DocumentCodeOrdinal | stephenhamil@gmail.com | 1900-12-31T23:59:59 | Submitted | Document | 6.180 As Constructed Information | 16 | n/a | n/a | DPoW Attributes | n/a | n/a | n/a
DocumentLastModified | stephenhamil@gmail.com | 1900-12-31T23:59:59 | Submitted | Document | 6.180 As Constructed Information | 2016-07-18T09:06:37 | n/a | n/a | DPoW Attributes | n/a | n/a | n/a
ResponsibleContact | stephenhamil@gmail.com | 1900-12-31T23:59:59 | Submitted | Document | 6.180 As Constructed Information | [Not decided] | n/a | n/a | DPoW Attributes | n/a | n/a | n/a
ResponsibleRole | stephenhamil@gmail.com | 1900-12-31T23:59:59 | Submitted | Document | 6.180 As Constructed Information | Stage6_Construction lead | n/a | n/a | DPoW Attributes | n/a | n/a | n/a
DocumentCode | stephenhamil@gmail.com | 1900-12-31T23:59:59 | Submitted | Document | 6.190 Defects Report | 6.190 | n/a | n/a | DPoW Attributes | n/a | n/a | n/a
DocumentCodeOrdinal | stephenhamil@gmail.com | 1900-12-31T23:59:59 | Submitted | Document | 6.190 Defects Report | 17 | n/a | n/a | DPoW Attributes | n/a | n/a | n/a
DocumentLastModified | stephenhamil@gmail.com | 1900-12-31T23:59:59 | Submitted | Document | 6.190 Defects Report | 2016-07-18T09:06:37 | n/a | n/a | DPoW Attributes | n/a | n/a | n/a
ResponsibleContact | stephenhamil@gmail.com | 1900-12-31T23:59:59 | Submitted | Document | 6.190 Defects Report | [Not decided] | n/a | n/a | DPoW Attributes | n/a | n/a | n/a
ResponsibleRole | stephenhamil@gmail.com | 1900-12-31T23:59:59 | Submitted | Document | 6.190 Defects Report | Stage6_Contract administrator | n/a | n/a | DPoW Attributes | n/a | n/a | n/a
DocumentCode | stephenhamil@gmail.com | 1900-12-31T23:59:59 | Submitted | Document | 6.200 Contract Administration Report | 6.200 | n/a | n/a | DPoW Attributes | n/a | n/a | n/a
DocumentCodeOrdinal | stephenhamil@gmail.com | 1900-12-31T23:59:59 | Submitted | Document | 6.200 Contract Administration Report | 18 | n/a | n/a | DPoW Attributes | n/a | n/a | n/a
DocumentLastModified | stephenhamil@gmail.com | 1900-12-31T23:59:59 | Submitted | Document | 6.200 Contract Administration Report | 2016-07-18T09:06:37 | n/a | n/a | DPoW Attributes | n/a | n/a | n/a
ResponsibleContact | stephenhamil@gmail.com | 1900-12-31T23:59:59 | Submitted | Document | 6.200 Contract Administration Report | [Not decided] | n/a | n/a | DPoW Attributes | n/a | n/a | n/a
ResponsibleRole | stephenhamil@gmail.com | 1900-12-31T23:59:59 | Submitted | Document | 6.200 Contract Administration Report | Stage6_Contract administrator | n/a | n/a | DPoW Attributes | n/a | n/a | n/a
DocumentCode | stephenhamil@gmail.com | 1900-12-31T23:59:59 | Submitted | Document | 6.210 Project Information Report | 6.210 | n/a | n/a | DPoW Attributes | n/a | n/a | n/a
DocumentCodeOrdinal | stephenhamil@gmail.com | 1900-12-31T23:59:59 | Submitted | Document | 6.210 Project Information Report | 19 | n/a | n/a | DPoW Attributes | n/a | n/a | n/a
DocumentLastModified | stephenhamil@gmail.com | 1900-12-31T23:59:59 | Submitted | Document | 6.210 Project Information Report | 2016-07-18T09:06:37 | n/a | n/a | DPoW Attributes | n/a | n/a | n/a
ResponsibleContact | stephenhamil@gmail.com | 1900-12-31T23:59:59 | Submitted | Document | 6.210 Project Information Report | [Not decided] | n/a | n/a | DPoW Attributes | n/a | n/a | n/a
ResponsibleRole | stephenhamil@gmail.com | 1900-12-31T23:59:59 | Submitted | Document | 6.210 Project Information Report | Stage6_Health and safety adviser | n/a | n/a | DPoW Attributes | n/a | n/a | n/a
DocumentCode | stephenhamil@gmail.com | 1900-12-31T23:59:59 | Submitted | Document | 6.220 As Constructed Information | 6.220 | n/a | n/a | DPoW Attributes | n/a | n/a | n/a
DocumentCodeOrdinal | stephenhamil@gmail.com | 1900-12-31T23:59:59 | Submitted | Document | 6.220 As Constructed Information | 20 | n/a | n/a | DPoW Attributes | n/a | n/a | n/a
DocumentLastModified | stephenhamil@gmail.com | 1900-12-31T23:59:59 | Submitted | Document | 6.220 As Constructed Information | 2016-07-18T09:06:37 | n/a | n/a | DPoW Attributes | n/a | n/a | n/a
ResponsibleContact | stephenhamil@gmail.com | 1900-12-31T23:59:59 | Submitted | Document | 6.220 As Constructed Information | [Not decided] | n/a | n/a | DPoW Attributes | n/a | n/a | n/a
ResponsibleRole | stephenhamil@gmail.com | 1900-12-31T23:59:59 | Submitted | Document | 6.220 As Constructed Information | Stage6_Project lead | n/a | n/a | DPoW Attributes | n/a | n/a | n/a
DocumentCode | stephenhamil@gmail.com | 1900-12-31T23:59:59 | Submitted | Document | 6.230 Commissioning Report | 6.230 | n/a | n/a | DPoW Attributes | n/a | n/a | n/a
DocumentCodeOrdinal | stephenhamil@gmail.com | 1900-12-31T23:59:59 | Submitted | Document | 6.230 Commissioning Report | 21 | n/a | n/a | DPoW Attributes | n/a | n/a | n/a
DocumentLastModified | stephenhamil@gmail.com | 1900-12-31T23:59:59 | Submitted | Document | 6.230 Commissioning Report | 2016-07-18T09:06:37 | n/a | n/a | DPoW Attributes | n/a | n/a | n/a
ResponsibleContact | stephenhamil@gmail.com | 1900-12-31T23:59:59 | Submitted | Document | 6.230 Commissioning Report | [Not decided] | n/a | n/a | DPoW Attributes | n/a | n/a | n/a
ResponsibleRole | stephenhamil@gmail.com | 1900-12-31T23:59:59 | Submitted | Document | 6.230 Commissioning Report | Stage6_All additional project roles | n/a | n/a | DPoW Attributes | n/a | n/a | n/a
DocumentCode | stephenhamil@gmail.com | 1900-12-31T23:59:59 | Submitted | Document | 6.240 Information Exchange Checklist | 6.240 | n/a | n/a | DPoW Attributes | n/a | n/a | n/a
DocumentCodeOrdinal | stephenhamil@gmail.com | 1900-12-31T23:59:59 | Submitted | Document | 6.240 Information Exchange Checklist | 22 | n/a | n/a | DPoW Attributes | n/a | n/a | n/a
DocumentLastModified | stephenhamil@gmail.com | 1900-12-31T23:59:59 | Submitted | Document | 6.240 Information Exchange Checklist | 2016-07-18T09:06:37 | n/a | n/a | DPoW Attributes | n/a | n/a | n/a
ResponsibleContact | stephenhamil@gmail.com | 1900-12-31T23:59:59 | Submitted | Document | 6.240 Information Exchange Checklist | [Not decided] | n/a | n/a | DPoW Attributes | n/a | n/a | n/a
ResponsibleRole | stephenhamil@gmail.com | 1900-12-31T23:59:59 | Submitted | Document | 6.240 Information Exchange Checklist | Stage6_All additional project roles | n/a | n/a | DPoW Attributes | n/a | n/a | n/a
DocumentCode | stephenhamil@gmail.com | 1900-12-31T23:59:59 | Submitted | Document | 6.250 As Constructed Information | 6.250 | n/a | n/a | DPoW Attributes | n/a | n/a | n/a
DocumentCodeOrdinal | stephenhamil@gmail.com | 1900-12-31T23:59:59 | Submitted | Document | 6.250 As Constructed Information | 23 | n/a | n/a | DPoW Attributes | n/a | n/a | n/a
DocumentLastModified | stephenhamil@gmail.com | 1900-12-31T23:59:59 | Submitted | Document | 6.250 As Constructed Information | 2016-07-18T09:06:37 | n/a | n/a | DPoW Attributes | n/a | n/a | n/a
ResponsibleContact | stephenhamil@gmail.com | 1900-12-31T23:59:59 | Submitted | Document | 6.250 As Constructed Information | [Not decided] | n/a | n/a | DPoW Attributes | n/a | n/a | n/a
ResponsibleRole | stephenhamil@gmail.com | 1900-12-31T23:59:59 | Submitted | Document | 6.250 As Constructed Information | Stage6_Project lead | n/a | n/a | DPoW Attributes | n/a | n/a | n/a
DocumentCode | stephenhamil@gmail.com | 1900-12-31T23:59:59 | Submitted | Document | 6.260 Information Exchange Checklist | 6.260 | n/a | n/a | DPoW Attributes | n/a | n/a | n/a
DocumentCodeOrdinal | stephenhamil@gmail.com | 1900-12-31T23:59:59 | Submitted | Document | 6.260 Information Exchange Checklist | 24 | n/a | n/a | DPoW Attributes | n/a | n/a | n/a
DocumentLastModified | stephenhamil@gmail.com | 1900-12-31T23:59:59 | Submitted | Document | 6.260 Information Exchange Checklist | 2016-07-18T09:06:37 | n/a | n/a | DPoW Attributes | n/a | n/a | n/a
ResponsibleContact | stephenhamil@gmail.com | 1900-12-31T23:59:59 | Submitted | Document | 6.260 Information Exchange Checklist | [Not decided] | n/a | n/a | DPoW Attributes | n/a | n/a | n/a
ResponsibleRole | stephenhamil@gmail.com | 1900-12-31T23:59:59 | Submitted | Document | 6.260 Information Exchange Checklist | Stage6_Project lead | n/a | n/a | DPoW Attributes | n/a | n/a | n/a
DPoWFileVersion | 7408575f-3674-4a01-9ad8-061c1869ff14 | 1900-12-31T23:59:59 | Submitted | Facility | COBie Test | 1.0.2 | n/a | n/a | DPoW Attributes | n/a | n/a | n/a
CurrentStage | 7408575f-3674-4a01-9ad8-061c1869ff14 | 1900-12-31T23:59:59 | Submitted | Facility | COBie Test | 1 | n/a | n/a | DPoW Attributes | n/a | n/a | n/a
LastModified (0) (1) | 7408575f-3674-4a01-9ad8-061c1869ff14 | 1900-12-31T23:59:59 | Submitted | Facility | COBie Test | 2016-07-18T20:11:10 | n/a | n/a | ProjectAttributes | n/a | n/a | n/a
LastModified (0) (1) | 7408575f-3674-4a01-9ad8-061c1869ff14 | 1900-12-31T23:59:59 | Submitted | Facility | COBie Test | 2016-07-18T20:11:10 | n/a | n/a | ProjectAttributes | n/a | n/a | n/a
Cost | 7408575f-3674-4a01-9ad8-061c1869ff14 | 1900-12-31T23:59:59 | Submitted | Facility | COBie Test | 0 | n/a | n/a | ProjectStageAttributes | n/a | n/a | n/a
Currency | 7408575f-3674-4a01-9ad8-061c1869ff14 | 1900-12-31T23:59:59 | Submitted | Facility | COBie Test | GBP | n/a | n/a | ProjectStageAttributes | n/a | n/a | n/a
EnvironmentalRating | 7408575f-3674-4a01-9ad8-061c1869ff14 | 1900-12-31T23:59:59 | Submitted | Facility | COBie Test | Undefined | n/a | n/a | ProjectStageAttributes | n/a | n/a | n/a
NbsCode | stephenhamil@gmail.com | 1900-12-31T23:59:59 | Submitted | Type | Fan convectors | 90-40-35/335 | n/a | n/a | DPoW Attributes | n/a | n/a | n/a
Uniclass2015 | stephenhamil@gmail.com | 1900-12-31T23:59:59 | Submitted | Type | Fan convectors | Pr_70_60_36_30 | n/a | n/a | DPoW Attributes | n/a | n/a | n/a
Notes | stephenhamil@gmail.com | 1900-12-31T23:59:59 | Submitted | Type | Fan convectors | The COBie handover details for all fan convectors are required. Standard properties for every instance in every space. | n/a | n/a | DPoW Attributes | n/a | n/a | n/a
LODVersion | stephenhamil@gmail.com | 1900-12-31T23:59:59 | Submitted | Type | Fan convectors | 1 | n/a | n/a | DPoW Attributes | n/a | n/a | n/a
LOIVersion | stephenhamil@gmail.com | 1900-12-31T23:59:59 | Submitted | Type | Fan convectors | 1 | n/a | n/a | DPoW Attributes | n/a | n/a | n/a
ResponsibleContact | stephenhamil@gmail.com | 1900-12-31T23:59:59 | Submitted | Type | Fan convectors | [Not decided] | n/a | n/a | DPoW Attributes | n/a | n/a | n/a
ResponsibleRole | stephenhamil@gmail.com | 1900-12-31T23:59:59 | Submitted | Type | Fan convectors | Stage6_Construction lead | n/a | n/a | DPoW Attributes | n/a | n/a | n/a
RequiredLODCode | default.contact@default.def | 2016-07-18T20:12:00 | Submitted | Type | Fan convectors | 3 | n/a | n/a | RequiredLOD | n/a | Required LOD Code | n/a
RequiredLODDescription | default.contact@default.def | 2016-07-18T20:12:00 | Submitted | Type | Fan convectors | Fan convectors | n/a | n/a | RequiredLOD | n/a | Required LOD Description | n/a
RequiredLODURI | default.contact@default.def | 2016-07-18T20:12:00 | Submitted | Type | Fan convectors | https://bimtoolkit-dev.thenbs.com/definitions/Pr_70_60_36_30/?type=lod&detailLevel=3 | n/a | n/a | RequiredLOD | n/a | Required LOD URI | n/a
RequiredLOICode | default.contact@default.def | 2016-07-18T20:12:00 | Submitted | Type | Fan convectors | 6 | n/a | n/a | RequiredLOI | n/a | Required LOI Code | n/a
RequiredLOIDescription | default.contact@default.def | 2016-07-18T20:12:00 | Submitted | Type | Fan convectors | Fan convectors | n/a | n/a | RequiredLOI | n/a | Required LOI Description | n/a
AssetType | default.contact@default.def | 1900-12-31T23:59:59 | required | Type | Fan convectors | n/a | n/a | n/a | COBie_ElementType | n/a | An indication of whether the object is fixed or movable. | n/a
Manufacturer | default.contact@default.def | 1900-12-31T23:59:59 | required | Type | Fan convectors | n/a | n/a | n/a | Pset_ManufacturerTypeInformation | n/a | Email address for the organisation responsible for supplying or manufacturing the object | n/a
ModelNumber | default.contact@default.def | 1900-12-31T23:59:59 | required | Type | Fan convectors | n/a | n/a | n/a | DPoW_Pr_70_60_36_30_Fan convectors | n/a | The product, item or unit number assigned by the manufacturer of the object. | n/a
WarrantyGuarantorParts | default.contact@default.def | 1900-12-31T23:59:59 | required | Type | Fan convectors | n/a | n/a | n/a | DPoW_Pr_70_60_36_30_Fan convectors | n/a | Email address for the organisation responsible for the parts warranty. | n/a
WarrantyDurationParts | default.contact@default.def | 1900-12-31T23:59:59 | required | Type | Fan convectors | n/a | n/a | n/a | DPoW_Pr_70_60_36_30_Fan convectors | n/a | Duration of parts warranty. | n/a
WarrantyGuarantorLabor | default.contact@default.def | 1900-12-31T23:59:59 | required | Type | Fan convectors | n/a | n/a | n/a | DPoW_Pr_70_60_36_30_Fan convectors | n/a | Email address for the organisation responsible for the labour warranty. | n/a
WarrantyDurationLabor | default.contact@default.def | 1900-12-31T23:59:59 | required | Type | Fan convectors | n/a | n/a | n/a | DPoW_Pr_70_60_36_30_Fan convectors | n/a | Duration of labour warranty. | n/a
WarrantyDurationUnit | default.contact@default.def | 1900-12-31T23:59:59 | required | Type | Fan convectors | n/a | n/a | n/a | DPoW_Pr_70_60_36_30_Fan convectors | n/a | Duration of warranties (typical value is 'years'). | n/a
ReplacementCost | default.contact@default.def | 1900-12-31T23:59:59 | required | Type | Fan convectors | n/a | n/a | n/a | COBie_ElementType | n/a | An indicative cost for unit replacement. | n/a
ExpectedLife | default.contact@default.def | 1900-12-31T23:59:59 | required | Type | Fan convectors | n/a | n/a | n/a | DPoW_Pr_70_60_36_30_Fan convectors | n/a | The typical service life of the object. | n/a
DurationUnit | default.contact@default.def | 1900-12-31T23:59:59 | required | Type | Fan convectors | n/a | n/a | n/a | DPoW_Pr_70_60_36_30_Fan convectors | n/a | Duration of expected life (typical value is 'years') | n/a
WarrantyDescription | default.contact@default.def | 1900-12-31T23:59:59 | required | Type | Fan convectors | n/a | n/a | n/a | DPoW_Pr_70_60_36_30_Fan convectors | n/a | Description of the warranty content and any exclusions. | n/a
NominalLength | default.contact@default.def | 1900-12-31T23:59:59 | required | Type | Fan convectors | n/a | n/a | n/a | DPoW_Pr_70_60_36_30_Fan convectors | n/a | Typically the larger or primary horizontal dimension. | n/a
NominalWidth | default.contact@default.def | 1900-12-31T23:59:59 | required | Type | Fan convectors | n/a | n/a | n/a | DPoW_Pr_70_60_36_30_Fan convectors | n/a | Nominal width of product, typically the characteristic or secondary horizontal or characteristic dimension. | n/a
NominalHeight | default.contact@default.def | 1900-12-31T23:59:59 | required | Type | Fan convectors | n/a | n/a | n/a | DPoW_Pr_70_60_36_30_Fan convectors | n/a | Typically the vertical or secondary characteristic dimension. | n/a
ModelReference | default.contact@default.def | 1900-12-31T23:59:59 | required | Type | Fan convectors | n/a | n/a | n/a | Pset_ManufacturerTypeInformation | n/a | The name of the object as used by the manufacturer. | n/a
Shape | default.contact@default.def | 1900-12-31T23:59:59 | required | Type | Fan convectors | n/a | n/a | n/a | DPoW_Pr_70_60_36_30_Fan convectors | n/a | Characteristic shape of product. | n/a
Size | default.contact@default.def | 1900-12-31T23:59:59 | required | Type | Fan convectors | n/a | n/a | n/a | DPoW_Pr_70_60_36_30_Fan convectors | n/a | Characteristic size of product. | n/a
Color | default.contact@default.def | 1900-12-31T23:59:59 | required | Type | Fan convectors | n/a | n/a | n/a | DPoW_Pr_70_60_36_30_Fan convectors | n/a | Characteristic or primary colour of product. | n/a
Finish | default.contact@default.def | 1900-12-31T23:59:59 | required | Type | Fan convectors | n/a | n/a | n/a | DPoW_Pr_70_60_36_30_Fan convectors | n/a | Characteristic or primary finish of product. | n/a
Grade | default.contact@default.def | 1900-12-31T23:59:59 | required | Type | Fan convectors | n/a | n/a | n/a | COBie_ElementType | n/a | Standard grading which the product corresponds. | n/a
Material | default.contact@default.def | 1900-12-31T23:59:59 | required | Type | Fan convectors | n/a | n/a | n/a | DPoW_Pr_70_60_36_30_Fan convectors | n/a | Characteristic or primary material of product. | n/a
Constituents | default.contact@default.def | 1900-12-31T23:59:59 | required | Type | Fan convectors | n/a | n/a | n/a | COBie_ElementType | n/a | Optional constituent features, parts or finishes. | n/a
Features | default.contact@default.def | 1900-12-31T23:59:59 | required | Type | Fan convectors | n/a | n/a | n/a | COBie_ElementType | n/a | Other important characteristics or features relevant to product specification. | n/a
AccessibilityPerformance | default.contact@default.def | 1900-12-31T23:59:59 | required | Type | Fan convectors | n/a | n/a | n/a | COBie_ElementType | n/a | The accessibility issue(s) which the object satisfies. | n/a
SustainabilityPerformance | default.contact@default.def | 1900-12-31T23:59:59 | required | Type | Fan convectors | n/a | n/a | n/a | COBie_ElementType | n/a | Description of the sustainability issue(s) which the object satisfies | n/a
CodePerformance | default.contact@default.def | 1900-12-31T23:59:59 | required | Type | Fan convectors | n/a | n/a | n/a | COBie_ElementType | n/a | The code compliance requirement(s) which the object satisfies | n/a
SerialNumber | default.contact@default.def | 1900-12-31T23:59:59 | required | Type | Fan convectors | n/a | n/a | n/a | DPoW_Pr_70_60_36_30_Fan convectors | n/a | The serial number assigned to an occurrence of a product by the manufacturer (per instance). | n/a
InstallationDate | default.contact@default.def | 1900-12-31T23:59:59 | required | Type | Fan convectors | n/a | n/a | n/a | DPoW_Pr_70_60_36_30_Fan convectors | n/a | The date that the manufactured item was installed (per instance). | n/a
WarrantyStartDate | default.contact@default.def | 1900-12-31T23:59:59 | required | Type | Fan convectors | n/a | n/a | n/a | Pset_Warranty | n/a | The date on which the warranty commences. | n/a
TagNumber | default.contact@default.def | 1900-12-31T23:59:59 | required | Type | Fan convectors | n/a | n/a | n/a | DPoW_Pr_70_60_36_30_Fan convectors | n/a | The tag number assigned to an occurrence of a product by the occupier (per instance). | n/a
BarCode | default.contact@default.def | 1900-12-31T23:59:59 | required | Type | Fan convectors | n/a | n/a | n/a | Pset_ManufacturerOccurrence | n/a | The identity of the bar code (or rfid) given to an occurrence of the product (per instance). | n/a
AssetIdentifier | default.contact@default.def | 1900-12-31T23:59:59 | required | Type | Fan convectors | n/a | n/a | n/a | DPoW_Pr_70_60_36_30_Fan convectors | n/a | The identification assigned to an asset that enables its differentiation from other assets. | n/a
NbsCode | stephenhamil@gmail.com | 1900-12-31T23:59:59 | Submitted | Type | Foam fire extinguishers | 45-35-28/340 | n/a | n/a | DPoW Attributes | n/a | n/a | n/a
Uniclass2015 | stephenhamil@gmail.com | 1900-12-31T23:59:59 | Submitted | Type | Foam fire extinguishers | Pr_40_50_28_30 | n/a | n/a | DPoW Attributes | n/a | n/a | n/a
Notes | stephenhamil@gmail.com | 1900-12-31T23:59:59 | Submitted | Type | Foam fire extinguishers | The COBie handover details for all fire extinguishers are required. Standard properties for every instance in every space. | n/a | n/a | DPoW Attributes | n/a | n/a | n/a
LODVersion | stephenhamil@gmail.com | 1900-12-31T23:59:59 | Submitted | Type | Foam fire extinguishers | 1 | n/a | n/a | DPoW Attributes | n/a | n/a | n/a
LOIVersion | stephenhamil@gmail.com | 1900-12-31T23:59:59 | Submitted | Type | Foam fire extinguishers | 1 | n/a | n/a | DPoW Attributes | n/a | n/a | n/a
ResponsibleContact | stephenhamil@gmail.com | 1900-12-31T23:59:59 | Submitted | Type | Foam fire extinguishers | [Not decided] | n/a | n/a | DPoW Attributes | n/a | n/a | n/a
ResponsibleRole | stephenhamil@gmail.com | 1900-12-31T23:59:59 | Submitted | Type | Foam fire extinguishers | Stage6_Construction lead | n/a | n/a | DPoW Attributes | n/a | n/a | n/a
RequiredLODCode | default.contact@default.def | 2016-07-18T20:12:00 | Submitted | Type | Foam fire extinguishers | 3 | n/a | n/a | RequiredLOD | n/a | Required LOD Code | n/a
RequiredLODDescription | default.contact@default.def | 2016-07-18T20:12:00 | Submitted | Type | Foam fire extinguishers | Foam fire extinguishers | n/a | n/a | RequiredLOD | n/a | Required LOD Description | n/a
RequiredLODURI | default.contact@default.def | 2016-07-18T20:12:00 | Submitted | Type | Foam fire extinguishers | https://bimtoolkit-dev.thenbs.com/definitions/Pr_40_50_28_30/?type=lod&detailLevel=3 | n/a | n/a | RequiredLOD | n/a | Required LOD URI | n/a
RequiredLOICode | default.contact@default.def | 2016-07-18T20:12:00 | Submitted | Type | Foam fire extinguishers | 6 | n/a | n/a | RequiredLOI | n/a | Required LOI Code | n/a
RequiredLOIDescription | default.contact@default.def | 2016-07-18T20:12:00 | Submitted | Type | Foam fire extinguishers | Foam fire extinguishers | n/a | n/a | RequiredLOI | n/a | Required LOI Description | n/a
AssetType | default.contact@default.def | 1900-12-31T23:59:59 | required | Type | Foam fire extinguishers | n/a | n/a | n/a | COBie_ElementType | n/a | An indication of whether the object is fixed or movable. | n/a
Manufacturer | default.contact@default.def | 1900-12-31T23:59:59 | required | Type | Foam fire extinguishers | n/a | n/a | n/a | Pset_ManufacturerTypeInformation | n/a | Email address for the organisation responsible for supplying or manufacturing the object | n/a
ModelNumber | default.contact@default.def | 1900-12-31T23:59:59 | required | Type | Foam fire extinguishers | n/a | n/a | n/a | DPoW_Pr_40_50_28_30_Foam fire extinguishers | n/a | The product, item or unit number assigned by the manufacturer of the object. | n/a
WarrantyGuarantorParts | default.contact@default.def | 1900-12-31T23:59:59 | required | Type | Foam fire extinguishers | n/a | n/a | n/a | DPoW_Pr_40_50_28_30_Foam fire extinguishers | n/a | Email address for the organisation responsible for the parts warranty. | n/a
WarrantyDurationParts | default.contact@default.def | 1900-12-31T23:59:59 | required | Type | Foam fire extinguishers | n/a | n/a | n/a | DPoW_Pr_40_50_28_30_Foam fire extinguishers | n/a | Duration of parts warranty. | n/a
WarrantyGuarantorLabor | default.contact@default.def | 1900-12-31T23:59:59 | required | Type | Foam fire extinguishers | n/a | n/a | n/a | DPoW_Pr_40_50_28_30_Foam fire extinguishers | n/a | Email address for the organisation responsible for the labour warranty. | n/a
WarrantyDurationLabor | default.contact@default.def | 1900-12-31T23:59:59 | required | Type | Foam fire extinguishers | n/a | n/a | n/a | DPoW_Pr_40_50_28_30_Foam fire extinguishers | n/a | Duration of labour warranty. | n/a
WarrantyDurationUnit | default.contact@default.def | 1900-12-31T23:59:59 | required | Type | Foam fire extinguishers | n/a | n/a | n/a | DPoW_Pr_40_50_28_30_Foam fire extinguishers | n/a | Duration of warranties (typical value is 'years'). | n/a
ReplacementCost | default.contact@default.def | 1900-12-31T23:59:59 | required | Type | Foam fire extinguishers | n/a | n/a | n/a | COBie_ElementType | n/a | An indicative cost for unit replacement. | n/a
ExpectedLife | default.contact@default.def | 1900-12-31T23:59:59 | required | Type | Foam fire extinguishers | n/a | n/a | n/a | DPoW_Pr_40_50_28_30_Foam fire extinguishers | n/a | The typical service life of the object. | n/a
DurationUnit | default.contact@default.def | 1900-12-31T23:59:59 | required | Type | Foam fire extinguishers | n/a | n/a | n/a | DPoW_Pr_40_50_28_30_Foam fire extinguishers | n/a | Duration of expected life (typical value is 'years') | n/a
WarrantyDescription | default.contact@default.def | 1900-12-31T23:59:59 | required | Type | Foam fire extinguishers | n/a | n/a | n/a | DPoW_Pr_40_50_28_30_Foam fire extinguishers | n/a | Description of the warranty content and any exclusions. | n/a
NominalLength | default.contact@default.def | 1900-12-31T23:59:59 | required | Type | Foam fire extinguishers | n/a | n/a | n/a | DPoW_Pr_40_50_28_30_Foam fire extinguishers | n/a | Typically the larger or primary horizontal dimension. | n/a
NominalWidth | default.contact@default.def | 1900-12-31T23:59:59 | required | Type | Foam fire extinguishers | n/a | n/a | n/a | DPoW_Pr_40_50_28_30_Foam fire extinguishers | n/a | Nominal width of product, typically the characteristic or secondary horizontal or characteristic dimension. | n/a
NominalHeight | default.contact@default.def | 1900-12-31T23:59:59 | required | Type | Foam fire extinguishers | n/a | n/a | n/a | DPoW_Pr_40_50_28_30_Foam fire extinguishers | n/a | Typically the vertical or secondary characteristic dimension. | n/a
ModelReference | default.contact@default.def | 1900-12-31T23:59:59 | required | Type | Foam fire extinguishers | n/a | n/a | n/a | Pset_ManufacturerTypeInformation | n/a | The name of the object as used by the manufacturer. | n/a
Shape | default.contact@default.def | 1900-12-31T23:59:59 | required | Type | Foam fire extinguishers | n/a | n/a | n/a | DPoW_Pr_40_50_28_30_Foam fire extinguishers | n/a | Characteristic shape of product. | n/a
Size | default.contact@default.def | 1900-12-31T23:59:59 | required | Type | Foam fire extinguishers | n/a | n/a | n/a | DPoW_Pr_40_50_28_30_Foam fire extinguishers | n/a | Characteristic size of product. | n/a
Color | default.contact@default.def | 1900-12-31T23:59:59 | required | Type | Foam fire extinguishers | n/a | n/a | n/a | DPoW_Pr_40_50_28_30_Foam fire extinguishers | n/a | Characteristic or primary colour of product. | n/a
Finish | default.contact@default.def | 1900-12-31T23:59:59 | required | Type | Foam fire extinguishers | n/a | n/a | n/a | DPoW_Pr_40_50_28_30_Foam fire extinguishers | n/a | Characteristic or primary finish of product. | n/a
Grade | default.contact@default.def | 1900-12-31T23:59:59 | required | Type | Foam fire extinguishers | n/a | n/a | n/a | COBie_ElementType | n/a | Standard grading which the product corresponds. | n/a
Material | default.contact@default.def | 1900-12-31T23:59:59 | required | Type | Foam fire extinguishers | n/a | n/a | n/a | DPoW_Pr_40_50_28_30_Foam fire extinguishers | n/a | Characteristic or primary material of product. | n/a
Constituents | default.contact@default.def | 1900-12-31T23:59:59 | required | Type | Foam fire extinguishers | n/a | n/a | n/a | COBie_ElementType | n/a | Optional constituent features, parts or finishes. | n/a
Features | default.contact@default.def | 1900-12-31T23:59:59 | required | Type | Foam fire extinguishers | n/a | n/a | n/a | COBie_ElementType | n/a | Other important characteristics or features relevant to product specification. | n/a
AccessibilityPerformance | default.contact@default.def | 1900-12-31T23:59:59 | required | Type | Foam fire extinguishers | n/a | n/a | n/a | COBie_ElementType | n/a | The accessibility issue(s) which the object satisfies. | n/a
SustainabilityPerformance | default.contact@default.def | 1900-12-31T23:59:59 | required | Type | Foam fire extinguishers | n/a | n/a | n/a | COBie_ElementType | n/a | Description of the sustainability issue(s) which the object satisfies | n/a
CodePerformance | default.contact@default.def | 1900-12-31T23:59:59 | required | Type | Foam fire extinguishers | n/a | n/a | n/a | COBie_ElementType | n/a | The code compliance requirement(s) which the object satisfies | n/a
SerialNumber | default.contact@default.def | 1900-12-31T23:59:59 | required | Type | Foam fire extinguishers | n/a | n/a | n/a | DPoW_Pr_40_50_28_30_Foam fire extinguishers | n/a | The serial number assigned to an occurrence of a product by the manufacturer (per instance). | n/a
InstallationDate | default.contact@default.def | 1900-12-31T23:59:59 | required | Type | Foam fire extinguishers | n/a | n/a | n/a | DPoW_Pr_40_50_28_30_Foam fire extinguishers | n/a | The date that the manufactured item was installed (per instance). | n/a
WarrantyStartDate | default.contact@default.def | 1900-12-31T23:59:59 | required | Type | Foam fire extinguishers | n/a | n/a | n/a | Pset_Warranty | n/a | The date on which the warranty commences. | n/a
TagNumber | default.contact@default.def | 1900-12-31T23:59:59 | required | Type | Foam fire extinguishers | n/a | n/a | n/a | DPoW_Pr_40_50_28_30_Foam fire extinguishers | n/a | The tag number assigned to an occurrence of a product by the occupier (per instance). | n/a
BarCode | default.contact@default.def | 1900-12-31T23:59:59 | required | Type | Foam fire extinguishers | n/a | n/a | n/a | Pset_ManufacturerOccurrence | n/a | The identity of the bar code (or rfid) given to an occurrence of the product (per instance). | n/a
AssetIdentifier | default.contact@default.def | 1900-12-31T23:59:59 | required | Type | Foam fire extinguishers | n/a | n/a | n/a | DPoW_Pr_40_50_28_30_Foam fire extinguishers | n/a | The identification assigned to an asset that enables its differentiation from other assets. | n/a
Name | default.contact@default.def | 2016-07-18T20:12:00 | Submitted | Contact | not_decided_@role.com | [Not decided] | n/a | n/a | RolePropertySet | n/a | RoleName | n/a
Description | default.contact@default.def | 2016-07-18T20:12:00 | Submitted | Contact | not_decided_@role.com | Denotes where responsibility of a task or deliverable has not yet been decided | n/a | n/a | RolePropertySet | n/a | RoleDescription | n/a
Stage | stephenhamil@gmail.com | 1900-12-31T23:59:59 | Submitted | Contact | stage6_project_lead@role.com | 6 | n/a | n/a | DPoW Attributes | n/a | n/a | n/a
Name | default.contact@default.def | 2016-07-18T20:12:00 | Submitted | Contact | stage6_project_lead@role.com | Stage6_Project lead | n/a | n/a | RolePropertySet | n/a | RoleName | n/a
Description | default.contact@default.def | 2016-07-18T20:12:00 | Submitted | Contact | stage6_project_lead@role.com | n/a | n/a | n/a | RolePropertySet | n/a | RoleDescription | n/a
Stage | stephenhamil@gmail.com | 1900-12-31T23:59:59 | Submitted | Contact | stage6_lead_designer@role.com | 6 | n/a | n/a | DPoW Attributes | n/a | n/a | n/a
Name | default.contact@default.def | 2016-07-18T20:12:00 | Submitted | Contact | stage6_lead_designer@role.com | Stage6_Lead designer | n/a | n/a | RolePropertySet | n/a | RoleName | n/a
Description | default.contact@default.def | 2016-07-18T20:12:00 | Submitted | Contact | stage6_lead_designer@role.com | n/a | n/a | n/a | RolePropertySet | n/a | RoleDescription | n/a
Stage | stephenhamil@gmail.com | 1900-12-31T23:59:59 | Submitted | Contact | stage6_architect@role.com | 6 | n/a | n/a | DPoW Attributes | n/a | n/a | n/a
Name | default.contact@default.def | 2016-07-18T20:12:00 | Submitted | Contact | stage6_architect@role.com | Stage6_Architect | n/a | n/a | RolePropertySet | n/a | RoleName | n/a
Description | default.contact@default.def | 2016-07-18T20:12:00 | Submitted | Contact | stage6_architect@role.com | n/a | n/a | n/a | RolePropertySet | n/a | RoleDescription | n/a
Stage | stephenhamil@gmail.com | 1900-12-31T23:59:59 | Submitted | Contact | stage6_building_services_engineer@role.com | 6 | n/a | n/a | DPoW Attributes | n/a | n/a | n/a
Name | default.contact@default.def | 2016-07-18T20:12:00 | Submitted | Contact | stage6_building_services_engineer@role.com | Stage6_Building services engineer | n/a | n/a | RolePropertySet | n/a | RoleName | n/a
Description | default.contact@default.def | 2016-07-18T20:12:00 | Submitted | Contact | stage6_building_services_engineer@role.com | n/a | n/a | n/a | RolePropertySet | n/a | RoleDescription | n/a
Stage | stephenhamil@gmail.com | 1900-12-31T23:59:59 | Submitted | Contact | stage6_structural_engineer@role.com | 6 | n/a | n/a | DPoW Attributes | n/a | n/a | n/a
Name | default.contact@default.def | 2016-07-18T20:12:00 | Submitted | Contact | stage6_structural_engineer@role.com | Stage6_Structural engineer | n/a | n/a | RolePropertySet | n/a | RoleName | n/a
Description | default.contact@default.def | 2016-07-18T20:12:00 | Submitted | Contact | stage6_structural_engineer@role.com | n/a | n/a | n/a | RolePropertySet | n/a | RoleDescription | n/a
Stage | stephenhamil@gmail.com | 1900-12-31T23:59:59 | Submitted | Contact | stage6_cost_consultant@role.com | 6 | n/a | n/a | DPoW Attributes | n/a | n/a | n/a
Name | default.contact@default.def | 2016-07-18T20:12:00 | Submitted | Contact | stage6_cost_consultant@role.com | Stage6_Cost consultant | n/a | n/a | RolePropertySet | n/a | RoleName | n/a
Description | default.contact@default.def | 2016-07-18T20:12:00 | Submitted | Contact | stage6_cost_consultant@role.com | n/a | n/a | n/a | RolePropertySet | n/a | RoleDescription | n/a
Stage | stephenhamil@gmail.com | 1900-12-31T23:59:59 | Submitted | Contact | stage6_construction_lead@role.com | 6 | n/a | n/a | DPoW Attributes | n/a | n/a | n/a
Name | default.contact@default.def | 2016-07-18T20:12:00 | Submitted | Contact | stage6_construction_lead@role.com | Stage6_Construction lead | n/a | n/a | RolePropertySet | n/a | RoleName | n/a
Description | default.contact@default.def | 2016-07-18T20:12:00 | Submitted | Contact | stage6_construction_lead@role.com | n/a | n/a | n/a | RolePropertySet | n/a | RoleDescription | n/a
Stage | stephenhamil@gmail.com | 1900-12-31T23:59:59 | Submitted | Contact | stage6_contract_administrator@role.com | 6 | n/a | n/a | DPoW Attributes | n/a | n/a | n/a
Name | default.contact@default.def | 2016-07-18T20:12:00 | Submitted | Contact | stage6_contract_administrator@role.com | Stage6_Contract administrator | n/a | n/a | RolePropertySet | n/a | RoleName | n/a
Description | default.contact@default.def | 2016-07-18T20:12:00 | Submitted | Contact | stage6_contract_administrator@role.com | n/a | n/a | n/a | RolePropertySet | n/a | RoleDescription | n/a
Stage | stephenhamil@gmail.com | 1900-12-31T23:59:59 | Submitted | Contact | stage6_health_and_safety_adviser@role.com | 6 | n/a | n/a | DPoW Attributes | n/a | n/a | n/a
Name | default.contact@default.def | 2016-07-18T20:12:00 | Submitted | Contact | stage6_health_and_safety_adviser@role.com | Stage6_Health and safety adviser | n/a | n/a | RolePropertySet | n/a | RoleName | n/a
Description | default.contact@default.def | 2016-07-18T20:12:00 | Submitted | Contact | stage6_health_and_safety_adviser@role.com | n/a | n/a | n/a | RolePropertySet | n/a | RoleDescription | n/a
Stage | stephenhamil@gmail.com | 1900-12-31T23:59:59 | Submitted | Contact | stage6_all_additional_project_roles@role.com | 6 | n/a | n/a | DPoW Attributes | n/a | n/a | n/a
Name | default.contact@default.def | 2016-07-18T20:12:00 | Submitted | Contact | stage6_all_additional_project_roles@role.com | Stage6_All additional project roles | n/a | n/a | RolePropertySet | n/a | RoleName | n/a
Description | default.contact@default.def | 2016-07-18T20:12:00 | Submitted | Contact | stage6_all_additional_project_roles@role.com | n/a | n/a | n/a | RolePropertySet | n/a | RoleDescription | n/a
Stage | stephenhamil@gmail.com | 1900-12-31T23:59:59 | Submitted | Contact | stage6_all_roles@role.com | 6 | n/a | n/a | DPoW Attributes | n/a | n/a | n/a
Name | default.contact@default.def | 2016-07-18T20:12:00 | Submitted | Contact | stage6_all_roles@role.com | Stage6_All roles | n/a | n/a | RolePropertySet | n/a | RoleName | n/a
Description | default.contact@default.def | 2016-07-18T20:12:00 | Submitted | Contact | stage6_all_roles@role.com | n/a | n/a | n/a | RolePropertySet | n/a | RoleDescription | n/a
Cost | stephenhamil@gmail.com | 1900-12-31T23:59:59 | Submitted | ProjectStage | Stage 6 | 0 | n/a | n/a | DPoW Attributes | n/a | n/a | n/a
Currency | stephenhamil@gmail.com | 1900-12-31T23:59:59 | Submitted | ProjectStage | Stage 6 | GBP | n/a | n/a | DPoW Attributes | n/a | n/a | n/a
EnvironmentalRating | stephenhamil@gmail.com | 1900-12-31T23:59:59 | Submitted | ProjectStage | Stage 6 | Undefined | n/a | n/a | DPoW Attributes | n/a | n/a | n/a

## Coordinate
Name | CreatedBy | CreatedOn | Category | SheetName | RowName | CoordinateXAxis | CoordinateYAxis | CoordinateZAxis | ExtSystem | ExtObject | ExtIdentifier | ClockwiseRotation | ElevationalRotation | YawRotation

## Issue
Name | CreatedBy | CreatedOn | Type | Risk | Chance | Impact | SheetName1 | RowName1 | SheetName2 | RowName2 | Description | Owner | Mitigation | ExtSystem | ExtObject | ExtIdentifier | ProjectStages
6.020 Manage tasks listed in Handover Strategy. | stephenhamil@gmail.com | 1900-12-31T23:59:59 | unknown | unknown | unknown | unknown | Document | 6.020 Handover Strategy | unknown | n/a | n/a | noname.nosurname@_not_decided_.com | n/a | DPoW | n/a | 5db4d237-714c-4f72-a4ce-fad15fc6dd76
6.030 Manage updating of 'As Constructed' Information. | stephenhamil@gmail.com | 1900-12-31T23:59:59 | unknown | unknown | unknown | unknown | Document | 6.030 As Constructed Information | unknown | n/a | n/a | noname.nosurname@_not_decided_.com | n/a | DPoW | n/a | 3122f7e9-777e-402b-ba23-1cf6f0a21019
6.040 Monitor and review progress and performance of project team. | stephenhamil@gmail.com | 1900-12-31T23:59:59 | unknown | unknown | unknown | unknown | Document | 6.040 Project Team Performance Report | unknown | n/a | n/a | noname.nosurname@_not_decided_.com | n/a | DPoW | n/a | a424cab9-f064-4f6d-9060-ac9f5c4eecca
6.050 Undertake tasks listed in Handover Strategy. | stephenhamil@gmail.com | 1900-12-31T23:59:59 | unknown | unknown | unknown | unknown | Document | 6.050 Handover Strategy | unknown | n/a | n/a | noname.nosurname@_not_decided_.com | n/a | DPoW | n/a | a0365d33-8c04-4f4d-8b91-372f430df6b3
6.060 Review updated 'As Constructed' Information. | stephenhamil@gmail.com | 1900-12-31T23:59:59 | unknown | unknown | unknown | unknown | Document | 6.060 As Constructed Information | unknown | n/a | n/a | noname.nosurname@_not_decided_.com | n/a | DPoW | n/a | edd2720c-8c2d-4171-a7ed-7868499715b7
6.070 Undertake tasks listed in Handover Strategy. | stephenhamil@gmail.com | 1900-12-31T23:59:59 | unknown | unknown | unknown | unknown | Document | 6.070 Handover Strategy | unknown | n/a | n/a | noname.nosurname@_not_decided_.com | n/a | DPoW | n/a | 91daba06-85aa-4f83-b7d4-9c0ebc51288d
6.080 Update 'As Constructed' Information. | stephenhamil@gmail.com | 1900-12-31T23:59:59 | unknown | unknown | unknown | unknown | Document | 6.080 As Constructed Information | unknown | n/a | n/a | noname.nosurname@_not_decided_.com | n/a | DPoW | n/a | 879215db-1ab4-4c29-a3b7-7722b6b37903
6.090 Undertake tasks listed in Handover Strategy. | stephenhamil@gmail.com | 1900-12-31T23:59:59 | unknown | unknown | unknown | unknown | Document | 6.090 Handover Strategy | unknown | n/a | n/a | noname.nosurname@_not_decided_.com | n/a | DPoW | n/a | c647b15f-93b0-43ed-b8b8-ee9754220102
6.100 Update 'As Constructed' Information. | stephenhamil@gmail.com | 1900-12-31T23:59:59 | unknown | unknown | unknown | unknown | Document | 6.100 As Constructed Information | unknown | n/a | n/a | noname.nosurname@_not_decided_.com | n/a | DPoW | n/a | 324dfb23-3a4a-4b9a-b1a1-29f7b3dc00cd
6.110 Undertake tasks listed in Handover Strategy. | stephenhamil@gmail.com | 1900-12-31T23:59:59 | unknown | unknown | unknown | unknown | Document | 6.110 Handover Strategy | unknown | n/a | n/a | noname.nosurname@_not_decided_.com | n/a | DPoW | n/a | 002d69bc-5d36-4130-acae-c7186345f923
6.120 Update 'As Constructed' Information. | stephenhamil@gmail.com | 1900-12-31T23:59:59 | unknown | unknown | unknown | unknown | Document | 6.120 As Constructed Information | unknown | n/a | n/a | noname.nosurname@_not_decided_.com | n/a | DPoW | n/a | 9532eabb-036e-43e6-ba87-6453ad7d864f
6.130 Undertake tasks listed in Handover Strategy. | stephenhamil@gmail.com | 1900-12-31T23:59:59 | unknown | unknown | unknown | unknown | Document | 6.130 Handover Strategy | unknown | n/a | n/a | noname.nosurname@_not_decided_.com | n/a | DPoW | n/a | e13ed33c-21ac-456f-8878-88eb9bef667b
6.140 Update 'As Constructed' Information. | stephenhamil@gmail.com | 1900-12-31T23:59:59 | unknown | unknown | unknown | unknown | Document | 6.140 As Constructed Information | unknown | n/a | n/a | noname.nosurname@_not_decided_.com | n/a | DPoW | n/a | f86314dd-1f00-4967-90e3-b2beb5441707
6.150 Undertake tasks listed in Handover Strategy. | stephenhamil@gmail.com | 1900-12-31T23:59:59 | unknown | unknown | unknown | unknown | Document | 6.150 Handover Strategy | unknown | n/a | n/a | noname.nosurname@_not_decided_.com | n/a | DPoW | n/a | 0a55b71a-5be5-4c3e-9b1a-85542a31f654
6.160 Agree final account. | stephenhamil@gmail.com | 1900-12-31T23:59:59 | unknown | unknown | unknown | unknown | Document | 6.160 Final Account Report | unknown | n/a | n/a | noname.nosurname@_not_decided_.com | n/a | DPoW | n/a | 17b9983c-ee33-4228-8d57-05c858913c56
6.170 Undertake tasks listed in Handover Strategy. | stephenhamil@gmail.com | 1900-12-31T23:59:59 | unknown | unknown | unknown | unknown | Document | 6.170 Handover Strategy | unknown | n/a | n/a | noname.nosurname@_not_decided_.com | n/a | DPoW | n/a | f1223fb5-5ea8-4535-9c67-cdca768b5820
6.180 Manage preparation and issue of 'As Constructed' Information by specialist subcontractors. | stephenhamil@gmail.com | 1900-12-31T23:59:59 | unknown | unknown | unknown | unknown | Document | 6.180 As Constructed Information | unknown | n/a | n/a | noname.nosurname@_not_decided_.com | n/a | DPoW | n/a | 89113407-5b93-4d2c-9f47-8a63bbeda8ef
6.190 Advise on the resolution of defects. | stephenhamil@gmail.com | 1900-12-31T23:59:59 | unknown | unknown | unknown | unknown | Document | 6.190 Defects Report | unknown | n/a | n/a | noname.nosurname@_not_decided_.com | n/a | DPoW | n/a | 7ca99d20-5133-448e-a43c-9787991a551b
6.200 Conclude administration of Building Contract. | stephenhamil@gmail.com | 1900-12-31T23:59:59 | unknown | unknown | unknown | unknown | Document | 6.200 Contract Administration Report | unknown | n/a | n/a | noname.nosurname@_not_decided_.com | n/a | DPoW | n/a | a875b83f-b27e-4823-87c6-5183dee37c5a
6.210 Review Project Information. | stephenhamil@gmail.com | 1900-12-31T23:59:59 | unknown | unknown | unknown | unknown | Document | 6.210 Project Information Report | unknown | n/a | n/a | noname.nosurname@_not_decided_.com | n/a | DPoW | n/a | aa134dc9-24e8-4af6-a189-747be8e168d8
6.220 Check as constructed information. | stephenhamil@gmail.com | 1900-12-31T23:59:59 | unknown | unknown | unknown | unknown | Document | 6.220 As Constructed Information | unknown | n/a | n/a | noname.nosurname@_not_decided_.com | n/a | DPoW | n/a | c8fff0b1-961c-4b71-8026-c25a2863a2a4
6.230 Liaise with project Lead. | stephenhamil@gmail.com | 1900-12-31T23:59:59 | unknown | unknown | unknown | unknown | Document | 6.230 Commissioning Report | unknown | n/a | n/a | noname.nosurname@_not_decided_.com | n/a | DPoW | n/a | ccee5074-c896-46f4-b1a0-bca892ff4b29
6.240 Provide information. | stephenhamil@gmail.com | 1900-12-31T23:59:59 | unknown | unknown | unknown | unknown | Document | 6.240 Information Exchange Checklist | unknown | n/a | n/a | noname.nosurname@_not_decided_.com | n/a | DPoW | n/a | e1850fe5-d869-4b40-921e-28fb36723d95
6.250 Exchange updated 'As constructed' information. | stephenhamil@gmail.com | 1900-12-31T23:59:59 | unknown | unknown | unknown | unknown | Document | 6.250 As Constructed Information | unknown | n/a | n/a | noname.nosurname@_not_decided_.com | n/a | DPoW | n/a | 2490fc78-40c4-4b87-838d-5257d2ed8288
6.260 Undertake UK government information exchange. | stephenhamil@gmail.com | 1900-12-31T23:59:59 | unknown | unknown | unknown | unknown | Document | 6.260 Information Exchange Checklist | unknown | n/a | n/a | noname.nosurname@_not_decided_.com | n/a | DPoW | n/a | a1cc8e50-63b8-4c34-9433-fb228f7da9bb
Fan convectors | stephenhamil@gmail.com | 1900-12-31T23:59:59 | unknown | unknown | unknown | unknown | Type | Fan convectors | unknown | n/a | n/a | noname.nosurname@_not_decided_.com | n/a | DPoW | n/a | 1bafd35a-db91-4ce0-af27-1d6ebe1314bb
Foam fire extinguishers | stephenhamil@gmail.com | 1900-12-31T23:59:59 | unknown | unknown | unknown | unknown | Type | Foam fire extinguishers | unknown | n/a | n/a | noname.nosurname@_not_decided_.com | n/a | DPoW | n/a | 8d4db1b5-4704-4193-b3fc-8f317a1e7154

## PickLists
ApprovalBy | AreaUnits | AssetType | Category-Facility | Category-Space | Category-Element | Category-Product | Category-Role | CoordinateSheet | ConnectionType | CoordinateType | DocumentType | DurationUnit | FloorType | IssueCategory | IssueChance | IssueImpact | IssueRisk | JobStatusType | JobType | ResourceType | SheetType | SpareType | StageType | ZoneType | LinearUnits | VolumeUnits | CostUnit | AssemblyType | ImpactType | ImpactStage | ImpactUnit | AttributeUnit | Category-Phase | DPoW | NBS Code | Uniclass2015 | Category-ProjectStage
Owner Approval | squarefeet | Fixed | Co_20 : Administrative, commercial and protective service complexes | SL_20 : Administrative, commercial and protective service spaces | EF_20 : Structural elements | Pr_15 : Preparatory products | PM_10 : Personnel | Component | Control | point | FI_10 : Communication | as required | Site | Change | Has Occurred | Very High | Very High | Not Yet Started | Adjustment | Labor | Attribute | Part | As Built | Circulation Zone | inches | cubicfeet | Dollars | Fixed | Cost | production | currency | enumeration | CIC 1 : Brief | required | 90-40-35/335 : Fan convectors | Pr_70_60_36_30 : Fan convectors | unknown
Contractor Certified | squaremiles | Moveable | Co_20_10 : Legislative complexes | SL_20_10 : Legislative spaces | EF_20_05 : Substructure | Pr_15_31 : Formless preparatory products | PM_10_10 : Organization roles | Floor | Flow | line-end-one | FI_10_10 : Brochure/ leaflet | day | Floor | Claim | High | High | High | Started | Calibration | Material | Component | PartSet | Submitted | Lighting Zone | feet | cubicmeters | Euros | Optional | ClimateChange | installation | kg | logical | CIC 2 : Concept | Client | 45-35-28/340 : Foam fire extinguishers | Pr_40_50_28_30 : Foam fire extinguishers
Information Only | squaremeters |  | Co_20_10_60 : Governmental complexes | SL_20_10_47 : Legislative chambers | EF_20_10 : Frames | Pr_15_31_04 : Applied cleaning and repair treatments | PM_10_10_10 : President | Space | Return | line-end-two | FI_10_15 : Comment | minute | Roof | Coordination | Moderate | Moderate | Moderate | Completed | Emergency | Tools | Connection | Lubricant | Approved | Fire Alarm Zone | miles | UNDEFINED | Pounds | Included | PrimaryEnergyConsumption | maintenance | MJ | boolean | CIC 3 : Design Development | Role [Not decided]
| squarekilometers |  | Co_20_15 : Administrative complexes | SL_20_10_49 : Legislative chamber viewing galleries | EF_20_20 : Beams | Pr_15_31_04_06 : Biocidal cleaning solutions | PM_10_10_15 : Vice president |  | Supply | box-lowerleft | FI_10_20 : Correspondence | month | unknown | Environmental | Low | Low | Low |  | Inspection | Training | Coordinate | Other | Exact Requirement | Historical Preservation Zone | millimeters |  | GBP | Excluded | WaterConsumption | replacement | cubicmeters | % | CIC 4 : Production Information | Role Stage6_Project lead
| UNDEFINED |  | Co_20_15_08 : Business parks | SL_20_15 : Administrative spaces | EF_20_30 : Columns | Pr_15_31_04_11 : Chemical cleaning gels and liquids | PM_10_10_20 : Chairman |  | Structural | box-upperright | FI_10_30 : File note | quarter |  | Function | Unknown | Unknown | Unknown |  | Operation |  | Document | Spare | Maximum Requirement | Occupancy Zone | meters |  |  | Layer | HazardousWaste | use | Pounds | A | CIC 5 : Constructed Information | Role Stage6_Lead designer
|  |  | Co_20_15_58 : Offices | SL_20_15_50 : Meeting rooms | EF_20_50 : Bridge abutments and piers | Pr_15_31_04_12 : Chemical poultices | PM_10_10_25 : Vice chairman |  |  |  | FI_10_50 : Memo | week |  | IndoorAirQuality |  |  |  |  | PM |  | Facility | SpareSet | Minimum Requirement | Ventilation Zone | kilometers |  |  | Patch | NonHazardousWaste | reuse |  | cubicfeet | CIC 6 : Handover | Role Stage6_Architect
|  |  | Co_20_20 : Secular representative complexes | SL_20_15_59 : Offices | EF_25 : Wall and barrier elements | Pr_15_31_04_13 : Cleaners | PM_10_10_30 : Chief executive officer |  |  |  | FI_10_70 : Request for information | year |  | Installation |  |  |  |  | Safety |  | Floor |  | Requirement | unknown | UNDEFINED |  |  | Mix | AtmosphericAcidification |  |  | cubicmeters | CIC 6A : Post fit-out Handover | Role Stage6_Building services engineer
|  |  | Co_20_20_15 : Complexes for representatives of nation states abroad | SL_20_15_71 : Reception areas | EF_25_10 : Walls | Pr_15_31_04_14 : Cleaning agents | PM_10_10_35 : Chief financial officer |  |  |  | FI_10_90 : Technical query |  |  | RFI |  |  |  |  | ShutDown |  | Issue | [7 empty] | RenewableEnergyConsumption |  |  | Degrees | CIC 7 : Post Practical Completion | Role Stage6_Structural engineer
|  |  | Co_20_20_40 : Local government complexes | SL_20_45 : Motor vehicle maintenance and fuelling spaces | EF_25_30 : Doors and windows | Pr_15_31_04_15 : Concrete surface retarders | PM_10_10_40 : Chief operating officer |  |  |  | FI_20 : Contractual |  |  | Safety |  |  |  |  | StartUp |  | Job | [7 empty] | NonRenewableEnergyConsumption |  |  | Dollars | GRIP 1 : Output definition | Role Stage6_Cost consultant
|  |  | Co_20_20_50 : National government complexes | SL_20_45_27 : Electric motor vehicle charging points | EF_25_55 : Barriers | Pr_15_31_04_16 : Concrete treatment surface and injection chemicals | PM_10_10_45 : Executive director |  |  |  | FI_20_05 : Application |  |  | Specification |  |  |  |  | Testing |  | Resource | [7 empty] | ResourceDepletion |  |  | each | GRIP 2 : Pre-feasibility | Role Stage6_Construction lead
|  |  | Co_20_20_70 : Regional government complexes | SL_20_45_29 : Fuel filling station air and water points | EF_30 : Roofs, floor and paving elements | Pr_15_31_04_20 : Curing compounds | PM_10_10_50 : Non-executive director |  |  |  | FI_20_15 : Contract |  |  | unknown |  |  |  |  | Trouble |  | Space | [7 empty] | InertWaste |  |  | Euros | GRIP 3 : Options selection | Role Stage6_Contract administrator
|  |  | Co_20_45 : Motor vehicle maintenance and fuelling complexes | SL_20_45_30 : Fuel filling station forecourts | EF_30_10 : Roofs | Pr_15_31_04_34 : Graffiti-removing chemicals | PM_10_10_55 : Managing director |  |  |  | FI_20_40 : Instruction | [9 empty] | Spare | [7 empty] | RadioactiveWaste |  |  | feet | GRIP 4 : Single option development | Role Stage6_Health and safety adviser
|  |  | Co_20_45_50 : Motor vehicle fuelling and charging stations | SL_20_45_31 : Fuel filling station tanks areas | EF_30_20 : Floors | Pr_15_31_04_53 : Mould removers | PM_10_10_60 : Director |  |  |  | FI_30 : Data set | [9 empty] | System | [7 empty] | StratosphericOzoneLayerDestruction |  |  | Gal | GRIP 5 : Detailed design | Role Stage6_All additional project roles
|  |  | Co_20_45_54 : Motor vehicle servicing complexes | SL_20_45_53 : Motor vehicle maintenance areas | EF_30_60 : Pavements | Pr_15_31_04_60 : Paint strippers | PM_10_10_70 : Partner |  |  |  | FI_30_35 : GIS dataset | [9 empty] | Type | [7 empty] | PhotochemicalOzoneFormation |  |  | gph | GRIP 6 : Construction, testing and commissioning | Role Stage6_All roles
|  |  | Co_20_50 : Commercial complexes | SL_20_45_95 : Vehicle inspection pits | EF_30_70 : Bridge decks | Pr_15_31_04_64 : Plain poultices | PM_10_10_75 : Associate |  |  |  | FI_30_40 : Information Exchange File | [9 empty] | Zone | [7 empty] | Eutrophication |  |  | gpm | GRIP 7 : Scheme handback
|  |  | Co_20_50_05 : Auction complexes | SL_20_45_96 : Vehicle servicing areas | EF_35 : Stairs and ramps | Pr_15_31_04_77 : Shampoos | PM_10_10_80 : Manager |  |  |  | FI_30_70 : Room data sheet | [9 empty] | Contact | [10 empty] | hp | GRIP 8 : Project close out
|  |  | Co_20_50_50 : Market complexes | SL_20_50 : Commercial spaces | EF_35_10 : Stairs | Pr_15_31_04_80 : Snow clearing chemicals | PM_10_20 : Client roles |  |  |  | FI_40 : Design information | [9 empty] | ProjectStage | [10 empty] | inches | OGC Gateways : 5 onwards
|  |  | Co_20_50_60 : Parade of shops | SL_20_50_03 : Ambient wholesale spaces | EF_35_20 : Ramps | Pr_15_31_04_81 : Solvents | PM_10_20_05 : Asset manager |  |  |  | FI_40_10 : Calculation | [20 empty] | kg | OGC Gateways : between 0 and 1
|  |  | Co_20_50_71 : Retail parks | SL_20_50_05 : Auction rooms | EF_37 : Vessel and tower elements | Pr_15_31_04_84 : Spot-removing chemicals | PM_10_20_10 : Asset management advisor |  |  |  | FI_40_75 : Schedule or Table | [20 empty] | kilometers | OGC Gateways : between 1 and 2
|  |  | Co_20_50_78 : Shopping complexes | SL_20_50_12 : Checkout points | EF_37_50 : Vessels | Pr_15_31_04_85 : Sugar soap | PM_10_20_20 : Clerk of works |  |  |  | FI_40_80 : Specification | [20 empty] | kW | OGC Gateways : between 2 and 3
|  |  | Co_20_50_94 : Vehicle sales complexes | SL_20_50_22 : Department store shop floors | EF_45 : Flora and fauna elements | Pr_15_31_04_86 : Surface cleaners | PM_10_20_30 : Client |  |  |  | FI_50 : Financial | [20 empty] | lbs | OGC Gateways : between 3 and 4
|  |  | Co_20_55 : Postal communications complexes | SL_20_50_29 : Financial and professional services outlets | EF_45_10 : Planted elements | Pr_15_31_12 : Chemical soils stabilizers | PM_10_20_35 : Client advisor |  |  |  | FI_50_10 : Bills of Quantity | [20 empty] | meters | OGC Gateways : between 4 and 5
|  |  | Co_20_55_10 : Postal communications complexes | SL_20_50_30 : Fitting rooms | EF_45_20 : Grassed elements | Pr_15_31_12_42 : Injectable resinous soil stabilizers | PM_10_20_40 : Client representative |  |  |  | FI_50_15 : Cost Plan | [20 empty] | miles | RIBA 2010 A : Appraisal
|  |  | Co_20_60 : Military complexes | SL_20_50_32 : Food and drink outlets | EF_45_30 : Fauna elements | Pr_15_31_26 : Excavated earth and fill materials | PM_10_20_50 : Employer |  |  |  | FI_50_40 : Invoice | [20 empty] | millimeters | RIBA 2010 B : Strategic Briefing
|  |  | Co_20_60_02 : Air force complexes | SL_20_50_36 : Hair and beauty salons | EF_50 : Waste disposal functions | Pr_15_31_26_07 : Bentonite | PM_10_20_55 : Employer's agent |  |  |  | FI_60 : Graphical | [20 empty] | MJ | RIBA 2010 C : Outline Proposals
|  |  | Co_20_60_10 : Army complexes | SL_20_50_47 : Livestock auction rooms | EF_50_10 : Gas waste collection | Pr_15_31_26_13 : Chalk | PM_10_20_60 : Employer's project manager |  |  |  | FI_60_05 : Animation file | [20 empty] | Pounds | RIBA 2010 D : Detailed Proposals
|  |  | Co_20_60_56 : Navy complexes | SL_20_50_51 : Market stalls | EF_50_20 : Wet waste collection | Pr_15_31_26_14 : Clay | PM_10_20_80 : Facilities manager |  |  |  | FI_60_15 : Clash rendition | [20 empty] | psi | RIBA 2010 E : Final Proposals
|  |  | Co_20_65 : Law enforcement complexes | SL_20_50_55 : Motor vehicle showrooms | EF_50_30 : Drainage collection | Pr_15_31_26_15 : Coarse no fines rubble fill materials | PM_10_50 : Team lead roles |  |  |  | FI_60_20 : Drawing | [20 empty] | squarefeet | RIBA 2010 F : Production Information
|  |  | Co_20_65_56 : Law enforcement complexes | SL_20_50_70 : Refrigerated wholesale spaces | EF_50_40 : Dry waste collection | Pr_15_31_26_17 : Cohesive material | PM_10_50_04 : Asset management lead |  |  |  | FI_60_50 : Model - Two dimensional | [20 empty] | squarekilometers | RIBA 2010 G : Tender Documentation
|  |  | Co_20_70 : Judicial complexes | SL_20_50_72 : Retail kiosks | EF_50_50 : Gas waste treatment and disposal | Pr_15_31_26_26 : Earth | PM_10_50_19 : Construction lead |  |  |  | FI_60_55 : Model - Three dimensional | [20 empty] | squaremeters | RIBA 2010 H : Tender Action
|  |  | Co_20_70_18 : Court complexes | SL_20_50_85 : Supermarket shop floors | EF_50_60 : Wet waste treatment and disposal | Pr_15_31_26_31 : Glass bottles | PM_10_50_25 : Design lead |  |  |  | FI_60_60 : Photograph | [20 empty] | squaremiles | RIBA 2010 J : Mobilisation
|  |  | Co_20_70_65 : Probation complexes | SL_20_50_87 : Tattoo and piercing parlours | EF_50_70 : Drainage treatment and disposal | Pr_15_31_26_33 : Graded granular fill materials | PM_10_50_61 : Operation lead |  |  |  | FI_60_95 : Visualization | [20 empty] | tonne | RIBA 2010 K : Construction to Practical Completion
|  |  | Co_20_75 : Detention complexes | SL_20_50_96 : Waste and scrap yards | EF_50_75 : Wastewater treatment and disposal | Pr_15_31_26_34 : Graded natural granular fill materials | PM_10_50_67 : Principal designer |  |  |  | FI_70 : Planning control | [20 empty] | tons | RIBA 2010 L : After Practical Completion
|  |  | Co_20_75_42 : Immigrant detention complexes | SL_20_55 : Postal communications spaces | EF_50_80 : Dry waste treatment and disposal | Pr_15_31_26_35 : Graded recycled granular fill materials | PM_10_50_69 : Programme lead |  |  |  | FI_70_15 : Consent | [20 empty] | UK gallon | RIBA Stage A : Inception
|  |  | Co_20_75_64 : Prison complexes | SL_20_55_45 : Letter sorting offices | EF_55 : Piped supply functions | Pr_15_31_26_36 : Hardcores | PM_10_50_70 : Project lead |  |  |  | FI_80 : Project planning | [20 empty] | US gallon | RIBA Stage B : Feasibility
|  |  | Co_20_75_71 : Refugee detention complexes | SL_20_55_50 : Mail order sorting and despatch facilities | EF_55_05 : Gas extraction and treatment | Pr_15_31_26_37 : Highways Agency unbound mixtures Category B | PM_10_55 : Architectural roles |  |  |  | FI_80_50 : Method statement | [20 empty] | V | RIBA Stage C : Outline design
|  |  | Co_20_80 : Weapons training complexes | SL_20_55_60 : Parcel sorting offices | EF_55_10 : Liquid fuel extraction and treatment | Pr_15_31_26_38 : Highways Agency unbound mixtures Type 1 | PM_10_55_03 : Architect |  |  |  | FI_80_60 : Policy/Procedure | [20 empty] | W | RIBA Stage D : Scheme design
|  |  | Co_20_80_04 : Artillery firing range complexes | SL_20_55_65 : Post rooms | EF_55_15 : Water extraction and treatment | Pr_15_31_26_39 : Highways Agency unbound mixtures Type 2 | PM_10_55_04 : Architectural designer |  |  |  | FI_80_65 : Programme | [20 empty] | n/a | RIBA Stage E : Detail design
|  |  | Co_20_80_80 : Small arms firing range complexes | SL_20_60 : Military protective spaces | EF_55_20 : Gas supply | Pr_15_31_26_40 : Highways Agency unbound mixtures Type 3 | PM_10_55_14 : Cladding consultant |  |  |  | FI_90 : Record information | [21 empty] | RIBA Stage F : Construction design
|  |  | Co_20_90 : Incident support complexes | SL_20_60_08 : Bombardment shelters | EF_55_30 : Fire extinguishing supply | Pr_15_31_26_41 : Highways Agency unbound mixtures Type 4 | PM_10_55_41 : Interior designer |  |  |  | FI_90_15 : Certificate | [21 empty] | RIBA Stage GHJK : Implementation
|  |  | Co_20_90_16 : Coast guard stations | SL_20_60_27 : Emergency shelters | EF_55_40 : Steam supply | Pr_15_31_26_42 : Hoggins | PM_10_55_47 : Landscape architect |  |  |  | FI_90_30 : Forms | [21 empty] | RIBA Stage L : Completion
|  |  | Co_20_90_27 : Fire brigade complexes | SL_20_60_70 : Radiation protection shelters | EF_55_50 : Liquid fuel supply | Pr_15_31_26_46 : Landscape area fill materials | PM_10_55_48 : Landscape designer |  |  |  | FI_90_50 : Manual
|  |  | Co_20_90_47 : Life boat stations | SL_20_60_98 : War emergency centres | EF_55_60 : Process liquid supply | Pr_15_31_26_90 : Topsoil | PM_10_55_53 : Lighting designer |  |  |  | FI_90_60 : Plan
|  |  | Co_20_90_53 : Mountain rescue complexes | SL_20_62 : Parade spaces | EF_55_70 : Water supply | Pr_15_57 : Non-rigid sheet, mat and strip preparatory products | PM_10_55_80 : Signage designer |  |  |  | FI_90_70 : Register
|  |  | Co_20_90_77 : Sea rescue complexes | SL_20_62_65 : Parade grounds | EF_55_90 : Piped solids supply | Pr_15_57_30 : Geomembranes | PM_10_60 : Contractor and supplier roles |  |  |  | FI_90_75 : Report
|  |  | Co_25 : Cultural, educational, scientific and information complexes | SL_20_65 : Law enforcement spaces | EF_60 : Heating, cooling and refrigeration functions | Pr_15_57_30_10 : Butyl rubber geomembranes | PM_10_60_19 : Construction operative |  |  |  | FI_90_80 : Snagging list
|  |  | Co_25_10 : Educational complexes | SL_20_65_40 : Identification suites | EF_60_30 : Rail and paving heating | Pr_15_57_30_13 : Chlorinated polyethylene (PE-C) geomembranes | PM_10_60_20 : Contractor |  |  |  | FI_90_85 : Survey
|  |  | Co_25_10_32 : Further education colleges | SL_20_65_42 : Interview rooms | EF_60_40 : Space heating and cooling | Pr_15_57_30_14 : Chlorosulfonated polythylene (PE-CS) geomembranes | PM_10_60_21 : Contract administrator |  |  |  | FI_90_90 : Transmittal
|  |  | Co_25_10_41 : Infant schools | SL_20_65_65 : Police boxes | EF_60_60 : Refrigeration | Pr_15_57_30_27 : Ethylene propylene diene monomer (EPDM) geomembranes | PM_10_60_22 : Cost consultant
|  |  | Co_25_10_45 : Kindergartens | SL_20_70 : Judicial spaces | EF_60_80 : Drying | Pr_15_57_30_33 : Geocomposite membranes | PM_10_60_40 : Importer
|  |  | Co_25_10_66 : Primary schools | SL_20_70_15 : Court rooms | EF_65 : Ventilation and air conditioning functions | Pr_15_57_30_37 : High density polyethylene (PE-HD) geomembranes | PM_10_60_45 : Information manager
|  |  | Co_25_10_77 : Secondary schools | SL_20_70_18 : Court room viewing galleries | EF_65_40 : Ventilation | Pr_15_57_30_47 : Low density polyethylene (PE-LD) geomembranes | PM_10_60_55 : Manufacturer
|  |  | Co_25_10_88 : Tertiary colleges | SL_20_70_23 : Defendant docks | EF_65_80 : Air conditioning | Pr_15_57_30_65 : Plastics geomembranes | PM_10_60_67 : Principal contractor
|  |  | Co_25_10_92 : Universities | SL_20_70_28 : Evidence rooms | EF_70 : Electrical power and lighting functions | Pr_15_57_30_71 : Polypropylene membranes | PM_10_60_71 : Project manager
|  |  | Co_25_30 : Scientific complexes | SL_20_70_41 : Judicial benches | EF_70_10 : Electrical power generation | Pr_15_57_30_72 : Polyvinyl chloride (PVC) geomembranes | PM_10_60_85 : Sub-contractor
|  |  | Co_25_30_04 : Astronomical observatory complexes | SL_20_70_44 : Jury boxes | EF_70_30 : Electricity distribution and transmission | Pr_15_57_30_73 : Polyvinylidene fluoride (PVDF) hydrophobic geomembranes | PM_10_60_86 : Supplier
|  |  | Co_25_30_08 : Botanic gardens | SL_20_70_97 : Witness stands | EF_70_80 : Lighting | Pr_15_57_33 : Geosynthetics | PM_10_65 : Engineering roles
|  |  | Co_25_30_45 : Laboratory complexes | SL_20_75 : Detention spaces | EF_75 : Communications, security, safety and protection functions | Pr_15_57_33_30 : Foamed aminoplastic resin moisture retention mats | PM_10_65_01 : Acoustic consultant
|  |  | Co_25_30_70 : Research complexes | SL_20_75_15 : Communal inmate dayrooms | EF_75_10 : Communication | Pr_15_57_33_33 : Geocomposite drainage sheets | PM_10_65_02 : Acoustic engineers
|  |  | Co_25_50 : Exhibition complexes | SL_20_75_22 : Detention cells | EF_75_30 : Signalling | Pr_15_57_33_34 : Geocomposite gas venting layer | PM_10_65_07 : Building services designer
|  |  | Co_25_50_03 : Art installations | SL_20_75_28 : Exercise yards | EF_75_40 : Security | Pr_15_57_33_36 : Geocomposite studded sheet | PM_10_65_08 : Building services engineer
|  |  | Co_25_50_33 : Galleries | SL_20_75_35 : Guard stations | EF_75_50 : Safety and protection | Pr_15_57_33_37 : Geomats | PM_10_65_11 : Civil engineer
|  |  | Co_25_50_34 : Gardens and arboretums | SL_20_75_38 : Holding cells | EF_75_60 : Environmental safety | Pr_15_57_33_38 : Geonets | PM_10_65_12 : Civil engineering designer
|  |  | Co_25_50_50 : Memorials | SL_20_75_75 : Sally ports | EF_75_70 : Control and management | Pr_15_57_33_39 : Geosynthetic clay liners (GCLs) | PM_10_65_16 : Commissioning engineer
|  |  | Co_25_50_52 : Monuments | SL_20_75_77 : Secure visiting rooms | EF_75_80 : Protection | Pr_15_57_33_41 : High density polyethylene (PE-HD) geogrids | PM_10_65_17 : Commissioning specialist
|  |  | Co_25_50_54 : Multi-purpose exhibition complexes | SL_20_75_95 : Vehicle impound yards | Ss_15 : Earthworks systems | Pr_15_57_33_60 : Plastics geocomposite sheets | PM_10_65_24 : Demolition engineer
|  |  | Co_25_50_55 : Museums | SL_20_80 : Weapons training ranges | Ss_15_10 : Groundworks and earthworks systems | Pr_15_57_33_61 : Plastics geocell boards | PM_10_65_28 : Drainage engineer
|  |  | Co_25_50_58 : Open air museums | SL_20_80_03 : Artillery firing ranges | Ss_15_10_30 : Excavating and filling systems | Pr_15_57_33_62 : Plastics geocell sheets | PM_10_65_30 : Electrical engineer
|  |  | Co_25_50_59 : Open air sculpture parks | SL_20_80_63 : Pistol firing ranges | Ss_15_10_30_25 : Earthworks excavating systems | Pr_15_57_33_63 : Plastics geocellular drainage mats | PM_10_65_33 : Fire engineering consultant
|  |  | Co_25_50_85 : Statues | SL_20_80_72 : Rifle firing ranges | Ss_15_10_30_27 : Earthworks filling systems | Pr_15_57_33_64 : Plastics geogrids | PM_10_65_50 : Marine engineer
|  |  | Co_25_50_99 : Zoos | SL_20_85 : Security spaces | Ss_15_10_30_29 : Earthworks filling systems around trees | Pr_15_57_33_70 : Polypropylene geocells | PM_10_65_52 : Mechanical services engineer
|  |  | Co_25_70 : Information complexes | SL_20_85_63 : Pedestrian security check points | Ss_15_10_30_31 : Earthworks filling systems behind retaining walls | Pr_15_57_33_74 : Polyester geocells | PM_10_65_53 : Mechanical, electrical, instrumentation, control and automation (MEICA) consultant
|  |  | Co_25_70_16 : Conference complexes | SL_20_85_80 : Security offices | Ss_15_10_30_65 : Puddled clay lining systems | Pr_15_57_33_75 : Polyester (PET) geogrids | PM_10_65_60 : Network modeller
|  |  | Co_25_70_23 : Document archives | SL_20_85_95 : Vehicular security check points | Ss_15_10_30_90 : Topsoil filling systems | Pr_15_57_33_77 : Polyethylene geocells | PM_10_65_69 : Process engineer
|  |  | Co_25_70_30 : Film archives | SL_20_90 : Incident support spaces | Ss_15_10_33 : Ground gas disposal systems | Pr_15_57_33_85 : Spun-bonded polypropylene (PP) weed suppression membranes | PM_10_65_73 : Public health engineer
|  |  | Co_25_70_41 : Information centres | SL_20_90_30 : Fire refuge spaces | Ss_15_10_33_34 : Ground gas collection and venting systems | Pr_15_57_33_97 : Woven polypropylene (PP) weed suppression membranes | PM_10_65_82 : Structural engineering designer
|  |  | Co_25_70_47 : Library complexes | SL_20_90_31 : Fire training spaces | Ss_15_10_35 : Ground remediation systems | Pr_15_57_35 : Geotextiles | PM_10_65_83 : Structural engineer
|  |  | Co_25_90 : Worship complexes | SL_25 : Cultural, educational, scientific and information spaces | Ss_15_10_35_07 : Bioremediation systems | Pr_15_57_35_07 : Biodegradable flax geotextiles | PM_10_65_90 : Telecommunication engineer
|  |  | Co_25_90_30 : Faith worship complexes | SL_25_05 : Commemoration spaces | Ss_15_10_45 : Landfill systems | Pr_15_57_35_08 : Bituminous felt geotextiles | PM_10_65_96 : Water engineer
|  |  | Co_30 : Industrial complexes | SL_25_05_72 : Commemoration sites | Ss_15_10_76 : Site waste disposal systems | Pr_15_57_35_34 : Glass fibre tissue geotextiles | PM_10_70 : Surveyor and planner roles
|  |  | Co_30_10 : Mineral extraction complexes | SL_25_10 : Educational spaces | Ss_15_10_76_21 : Dewatering systems | Pr_15_57_35_44 : Jute geotextiles | PM_10_70_09 : Building control officer
|  |  | Co_30_10_22 : Deep mines | SL_25_10_04 : Art classrooms | Ss_15_10_78 : Slurry wall systems | Pr_15_57_35_50 : Mineral wool water retention geotextiles | PM_10_70_10 : Building inspector
|  |  | Co_30_10_24 : Drift mines | SL_25_10_05 : Assembly halls | Ss_15_10_80 : Stabilization systems | Pr_15_57_35_56 : Natural material geotextiles | PM_10_70_11 : Building surveyor
|  |  | Co_30_10_33 : Gas extraction complexes | SL_25_10_08 : Biology teaching laboratories | Ss_15_10_80_33 : Erosion control systems | Pr_15_57_35_57 : Needle-punched nonwoven geotextiles | PM_10_70_46 : Land surveyor
|  |  | Co_30_10_51 : Methane hydrates extraction complexes | SL_25_10_13 : Chemistry teaching laboratories | Ss_15_10_80_70 : Rock bolting and dowelling systems | Pr_15_57_35_61 : Plastics geotextiles | PM_10_70_52 : Master-planning consultant
|  |  | Co_30_10_59 : Oil extraction complexes | SL_25_10_14 : Classrooms | Ss_15_10_80_80 : Soil nailing systems | Pr_15_57_35_62 : Polyacrylonitrile (PAN) water retention geotextiles | PM_10_70_60 : Party wall surveyor
|  |  | Co_30_10_61 : Open-cast mines | SL_25_10_15 : Common rooms | Ss_15_10_80_85 : Subterranean void filling systems | Pr_15_57_35_63 : Polyamide water retention geotextiles | PM_10_70_64 : Planning consultant
|  |  | Co_30_10_69 : Quarries | SL_25_10_17 : Craft classrooms | Ss_15_30 : Remediation, repair and renovation systems | Pr_15_57_35_64 : Polypropylene filter geotextiles | PM_10_70_65 : Planning officer
|  |  | Co_30_10_77 : Shale gas extraction complexes | SL_25_10_21 : Dance studios | Ss_15_30_10 : Building services remediation systems | Pr_15_57_35_65 : Polypropylene water retention geotextiles | PM_10_70_75 : Quantity surveyor
|  |  | Co_30_10_78 : Shale oil extraction complexes | SL_25_10_22 : Dissection theatres | Ss_15_30_12 : Ceramics repair and renovation systems | Pr_15_57_35_66 : Polyester filter geotextiles | PM_10_70_80 : Site investigation consultant
|  |  | Co_30_30 : Mineral processing complexes | SL_25_10_24 : Drama studios | Ss_15_30_15 : Concrete and masonry cleaning systems | Pr_15_57_35_67 : Polyethylene filter geotextiles | PM_10_70_85 : Survey specialist
|  |  | Co_30_30_30 : Gas processing complexes | SL_25_10_25 : Driving skid pans | Ss_15_30_15_15 : Concrete cleaning systems | Pr_15_57_35_68 : Polyvinylidene fluoride (PVDF) hydrophilic geotextiles | PM_10_80 : Environmental and geological roles
|  |  | Co_30_30_50 : Oil processing complexes | SL_25_10_26 : Driving tuition spaces | Ss_15_30_15_50 : Masonry cleaning systems | Pr_15_57_35_88 : Thermally-bonded nonwoven geotextiles | PM_10_80_04 : Archaeological consultant
|  |  | Co_30_30_55 : Ore processing complexes | SL_25_10_28 : Educational workshops | Ss_15_30_15_65 : Preliminary concrete cleaning systems | Pr_15_71 : Rigid board, panel and sheet preparatory products | PM_10_80_25 : Ecologist
|  |  | Co_30_40 : Animal and plant products processing complexes | SL_25_10_30 : Food technology classrooms | Ss_15_30_15_66 : Preliminary masonry cleaning systems | Pr_15_71_90 : Trench boards and sheets | PM_10_80_27 : Environmental assessor
|  |  | Co_30_40_01 : Abattoirs | SL_25_10_40 : ICT laboratories | Ss_15_30_17 : Concrete repair and renovation systems | Pr_15_71_90_90 : Trench boards | PM_10_80_28 : Environmental consultant
|  |  | Co_30_40_03 : Animal product processing complexes | SL_25_10_46 : Language laboratories | Ss_15_30_17_10 : Bonded steel plate repair systems | Pr_15_71_90_91 : Trench sheets | PM_10_80_35 : Geographic information system engineers
|  |  | Co_30_40_04 : Arable crop processing complexes | SL_25_10_47 : Lecture theatres | Ss_15_30_17_12 : Concrete crack repair or filling systems | Pr_15_93 : Unit preparatory products | PM_10_80_37 : Geotechnical consultant
|  |  | Co_30_40_06 : Bakeries | SL_25_10_55 : Music classrooms | Ss_15_30_17_14 : Concrete mortar or overlay systems | Pr_15_93_30 : Fill blocks | PM_10_80_85 : Sustainability consultant
|  |  | Co_30_40_08 : Breweries | SL_25_10_66 : Physics teaching laboratories | Ss_15_30_17_16 : Concrete protective coating systems | Pr_15_93_30_28 : Expanded polystyrene (EPS) fill blocks | PM_10_85 : Transport roles
|  |  | Co_30_40_11 : Canneries | SL_25_10_78 : Seminar rooms | Ss_15_30_17_18 : Concrete repair systems | Pr_20 : Structure and general products | PM_10_85_41 : Highways consultant
|  |  | Co_30_40_22 : Distilleries | SL_25_10_84 : Study rooms | Ss_15_30_17_85 : Sprayed concrete repair systems | Pr_20_29 : Fastener products | PM_10_85_76 : Rail engineer
|  |  | Co_30_40_30 : Fish processing complexes | SL_25_20 : Design spaces | Ss_15_30_32 : Fungus and beetle eradication systems | Pr_20_29_03 : Anchors and components | PM_10_85_77 : Road engineer
|  |  | Co_30_40_40 : Horticultural processing complexes | SL_25_20_04 : Artists' studios | Ss_15_30_32_05 : Beetle eradication systems | Pr_20_29_03_04 : Anchor blocks | PM_10_85_87 : Traffic appraisal, modelling and economics (TAME) consultant
|  |  | Co_30_40_55 : Mills | SL_25_20_18 : Creative art studios | Ss_15_30_32_15 : Combined fungus and beetle treatment systems | Pr_20_29_03_05 : Anchor rails | PM_10_85_93 : Traffic consultant
|  |  | Co_30_40_60 : Livestock processing complexes | SL_25_20_23 : Designers' studios | Ss_15_30_32_35 : Hot air treatment systems | Pr_20_29_03_10 : Carbon steel anchor plates | PM_10_85_94 : Transportation planner
|  |  | Co_30_40_90 : Timber processing complexes | SL_25_30 : Scientific and laboratory spaces | Ss_15_30_32_50 : Masonry fungus treatment systems | Pr_20_29_03_11 : Carbon steel chemical anchor rods | PM_10_90 : Specialist roles
|  |  | Co_30_40_96 : Wineries | SL_25_30_02 : Anechoic chambers | Ss_15_30_32_90 : Timber fungus treatment systems | Pr_20_29_03_12 : Carbon steel chemical anchor sockets | PM_10_90_01 : Access consultant
|  |  | Co_30_50 : Manufacturing complexes | SL_25_30_04 : Astronomical observatories | Ss_15_30_33 : Glass repair and renovation systems | Pr_20_29_03_13 : Carbon steel post base plates | PM_10_90_11 : Catering consultant
|  |  | Co_30_50_37 : Heavy manufacturing complexes | SL_25_30_05 : Autoclave rooms | Ss_15_30_36 : Grouting systems | Pr_20_29_03_14 : Carbon steel post spikes | PM_10_90_29 : Energy consultant
|  |  | Co_30_50_41 : Industrial parks | SL_25_30_07 : Biological laboratories | Ss_15_30_50 : Masonry repair and renovation systems | Pr_20_29_03_15 : Cavity anchors | PM_10_90_76 : Security consultant
|  |  | Co_30_50_47 : Light manufacturing complexes | SL_25_30_10 : Bioscience laboratories | Ss_15_30_50_50 : Masonry repair systems | Pr_20_29_03_16 : Chemical anchor capsules | PM_10_95 : Support roles
|  |  | Co_30_50_77 : Ship and boat building yards | SL_25_30_13 : Chemistry laboratories | Ss_15_30_50_53 : Mortar joint repair systems | Pr_20_29_03_17 : Chemical anchor cartridges | PM_10_95_39 : Health and safety adviser
|  |  | Co_30_60 : Cleaning and maintenance complexes | SL_25_30_14 : Clean rooms | Ss_15_30_50_55 : Mortar repointing systems | Pr_20_29_03_18 : Chemical anchors | PM_10_95_40 : Health and safety consultant
|  |  | Co_30_60_15 : Commercial laundries | SL_25_30_15 : Clinical biochemistry laboratories | Ss_15_30_52 : Metal repair and renovation systems | Pr_20_29_03_28 : Expansion anchors | PM_10_95_43 : Insurance consultant
|  |  | Co_30_60_94 : Vehicle cleaning complexes | SL_25_30_16 : Clinical microbiology laboratories | Ss_15_30_52_03 : Aluminium repair systems | Pr_20_29_03_31 : Framing anchors | PM_10_95_47 : Lawyer
|  |  | Co_30_80 : Mechanical power generation complexes | SL_25_30_17 : Clinical pathology laboratories | Ss_15_30_52_15 : Copper repair systems | Pr_20_29_03_32 : Framing fasteners | PM_10_95_50 : Management consultant
|  |  | Co_30_80_10 : Kinetic power generation complexes | SL_25_30_19 : Containment laboratories | Ss_15_30_52_42 : Iron repair systems | Pr_20_29_03_33 : Ground anchor heads | PM_10_95_51 : Maintenance provider
|  |  | Co_30_85 : Marine and water maintenance complexes | SL_25_30_21 : Dark rooms | Ss_15_30_52_46 : Lead repair systems | Pr_20_29_03_34 : Ground plate anchors | PM_10_95_66 : Procurement consultant
|  |  | Co_30_90 : Warehousing and distribution complexes | SL_25_30_22 : Dental laboratories | Ss_15_30_52_84 : Steel repair systems | Pr_20_29_03_35 : Grouted ground anchors | PM_20 : Site and environmental information
|  |  | Co_32 : Water and land management complexes | SL_25_30_23 : Dissection rooms | Ss_15_30_65 : Pipeline renovation systems | Pr_20_29_03_36 : Hammer-in fasteners | PM_20_10 : Site investigation information
|  |  | Co_32_10 : Agricultural and horticultural complexes | SL_25_30_26 : Earth sciences laboratories | Ss_15_30_65_15 : Close fit plastics pipe lining systems | Pr_20_29_03_44 : J-pins | PM_20_10_15 : Condition survey report
|  |  | Co_32_10_02 : Arable farms | SL_25_30_27 : Engineering laboratories | Ss_15_30_65_17 : Continuous plastics pipe lining systems | Pr_20_29_03_47 : Lifting anchors | PM_20_10_22 : Dimensional information
|  |  | Co_32_10_15 : Crofts | SL_25_30_28 : Experiment control rooms | Ss_15_30_65_20 : Cured in place lining systems | Pr_20_29_03_48 : Lifting hoops | PM_20_10_38 : Hydraulics information
|  |  | Co_32_10_28 : Fish farms | SL_25_30_29 : Flow cytometry rooms | Ss_15_30_65_65 : Preformed lining systems | Pr_20_29_03_66 : Prestressing anchors | PM_20_10_39 : Hydrology information
|  |  | Co_32_10_39 : Horticultural nursery | SL_25_30_30 : Food testing laboratories | Ss_15_30_65_72 : Rigidly anchored plastics inner layer (RAPL) lining systems | Pr_20_29_03_72 : Rock bolts | PM_20_10_47 : Land Registry search
|  |  | Co_32_10_46 : Livestock farms | SL_25_30_31 : Forensics laboratories | Ss_15_30_65_80 : Spray lining systems | Pr_20_29_03_73 : Rock dowels | PM_20_10_48 : Laser scan report
|  |  | Co_32_10_50 : Managed forests | SL_25_30_32 : Forensic scientific support rooms | Ss_15_30_65_81 : Spirally wound plastics pipe lining systems | Pr_20_29_03_77 : Socket anchors | PM_20_10_50 : Light detection and ranging (LIDAR) report
|  |  | Co_32_10_58 : Orchards | SL_25_30_33 : Geology laboratories | Ss_15_30_90 : Timber repair and renovation systems | Pr_20_29_03_78 : Solar module roof anchors | PM_20_10_58 : Ordnance Survey (OS) data
|  |  | Co_32_10_94 : Vineyards | SL_25_30_42 : Instrument rooms | Ss_15_30_90_82 : Timber end lap repair systems | Pr_20_29_03_79 : Split rings | PM_20_10_80 : Site boundary report
|  |  | Co_32_20 : Designated areas | SL_25_30_46 : Laboratory cold rooms | Ss_15_30_90_84 : Timber joint strengthening systems | Pr_20_29_03_80 : Sprayed concrete anchor studs | PM_20_10_93 : Utilities survey report
|  |  | Co_32_20_04 : Areas of special architectural or historical interest | SL_25_30_47 : Laboratory warm rooms | Ss_15_30_90_86 : Timber section repair external splice systems | Pr_20_29_03_81 : Sprayed concrete ties | PM_20_20 : Ground investigation information
|  |  | Co_32_20_17 : Commons | SL_25_30_50 : Material testing laboratories | Ss_15_30_90_88 : Timber section repair internal reinforcement systems | Pr_20_29_03_82 : Stainless steel anchor plates | PM_20_20_02 : Archaeological report
|  |  | Co_32_20_22 : Designated archaeological sites | SL_25_30_66 : Physics laboratories | Ss_15_30_90_90 : Timber section strengthening external reinforcement systems | Pr_20_29_03_83 : Stainless steel chemical anchor rods | PM_20_20_10 : British Geological Survey (BGS) data
|  |  | Co_32_20_23 : Designated nature reserves | SL_25_30_68 : Psychology laboratories | Ss_15_30_90_92 : Timber section strengthening internal reinforcement systems | Pr_20_29_03_84 : Stainless steel chemical anchor sockets | PM_20_20_17 : Contaminated land survey report
|  |  | Co_32_20_57 : National parks | SL_25_30_70 : Radiation shielded rooms | Ss_15_95 : Temporary works systems | Pr_20_29_03_86 : Structural anchors | PM_20_20_24 : Drains survey report
|  |  | Co_32_50 : Marine ways and waterway complexes | SL_25_30_76 : Scientific equipment rooms | Ss_15_95_15 : Temporary preparatory works systems | Pr_20_29_03_88 : Threaded anchors | PM_20_20_33 : Geotechnical survey report
|  |  | Co_32_50_11 : Causeways | SL_25_30_78 : Seismograph rooms | Ss_15_95_20 : Temporary whole entity structural works systems | Pr_20_29_03_92 : Undercut anchors | PM_20_20_35 : Ground investigation report
|  |  | Co_32_50_48 : Lighthouse complexes | SL_25_30_88 : Testing rooms | Ss_15_95_20_30 : Flying shores systems | Pr_20_29_03_97 : Wedge anchors | PM_20_20_46 : Land quality assessment
|  |  | Co_32_50_94 : Vessel berthing complexes | SL_25_50 : Exhibition spaces | Ss_15_95_20_32 : Framed retention structure systems | Pr_20_29_04 : Angle fasteners | PM_20_20_89 : Topographic survey report
|  |  | Co_32_50_95 : Vessel launching complexes | SL_25_50_15 : Collection exhibition spaces | Ss_15_95_20_70 : Raking shores systems | Pr_20_29_04_26 : Equal angles fasteners | PM_20_30 : Environmental information
|  |  | Co_32_55 : Marine and water protection complexes | SL_25_50_16 : Conservation rooms | Ss_15_95_20_72 : Retention structure systems | Pr_20_29_04_27 : Equipment fasteners | PM_20_30_10 : Carbon calculator
|  |  | Co_32_55_20 : Coastal protection complexes | SL_25_50_21 : Diorama rooms | Ss_15_95_20_75 : Scaffold retention structure systems | Pr_20_29_08 : Bolts and accessories | PM_20_30_12 : Carbon modelling tool
|  |  | Co_32_55_30 : Flood protection complexes | SL_25_50_26 : External galleries | Ss_15_95_20_87 : Thrust pit systems | Pr_20_29_08_04 : Anchor bolts | PM_20_30_20 : Environmental action plan
|  |  | Co_32_65 : Natural areas | SL_25_50_29 : Fauna exhibition spaces | Ss_15_95_25 : Temporary wall and barrier works systems | Pr_20_29_08_07 : Black hexagon nuts and bolts | PM_20_30_22 : Environmental design
|  |  | Co_32_65_04 : Aquifers | SL_25_50_31 : Flora exhibition spaces | Ss_15_95_30 : Temporary roof, floor and paving works systems | Pr_20_29_08_08 : Bolt boxes | PM_20_30_24 : Environmental impact assessment
|  |  | Co_32_65_15 : Cliffs | SL_25_50_42 : Internal galleries | Ss_15_95_32 : Temporary water and land management systems | Pr_20_29_08_11 : Carbon steel hexagon headed nuts and bolts | PM_20_30_26 : Environmental policy
|  |  | Co_32_65_16 : Coastal zones | SL_25_50_63 : Planetariums | Ss_15_95_32_85 : Sedimentation ponds | Pr_20_29_08_12 : Carbon steel hook bolts (J-bolts) | PM_20_30_28 : Environmental survey report
|  |  | Co_32_65_22 : Deserts | SL_25_50_94 : Viewing spaces | Ss_15_95_35 : Temporary fixed access, tunnel, shaft, vessel and tower works systems | Pr_20_29_08_15 : Coach (carriage) bolts and nuts | PM_20_30_30 : Flood risk assessment report
|  |  | Co_32_65_27 : Estuaries | SL_25_70 : Information spaces | Ss_15_95_40 : Temporary signage and fittings, furnishings and equipment (FF&E) works systems | Pr_20_29_08_26 : Elevator bolts | PM_20_30_35 : Habitat report
|  |  | Co_32_65_30 : Forests | SL_25_70_02 : Archives | Ss_15_95_45 : Temporary flora and fauna systems | Pr_20_29_08_27 : Eye bolts | PM_20_30_45 : Landscape plan
|  |  | Co_32_65_38 : Hills | SL_25_70_04 : Audio-visual archives | Ss_15_95_45_42 : Intercropping systems | Pr_20_29_08_28 : Expanding bolts | PM_20_30_78 : Site waste management plan
|  |  | Co_32_65_46 : Lakes | SL_25_70_05 : Audio-visual study rooms | Ss_15_95_45_85 : Spoil heap temporary crop systems | Pr_20_29_08_36 : Hanger bolts | PM_20_30_84 : Sustainability and environmental strategy
|  |  | Co_32_65_54 : Mountains | SL_25_70_13 : Conference rooms | Ss_15_95_45_90 : Topsoil heap temporary crop systems | Pr_20_29_08_38 : Holding down bolt assemblies | PM_20_30_85 : Sustainability appraisal
|  |  | Co_32_65_64 : Ponds | SL_25_70_47 : Library rooms | Ss_15_95_55 : Temporary piped supply works systems | Pr_20_29_08_42 : Indented bolts | PM_20_30_87 : Tidal information
|  |  | Co_32_65_72 : Rivers | SL_25_70_72 : Reading rooms | Ss_15_95_55_90 : Tunnelling compressed air systems | Pr_20_29_08_46 : Lag bolts | PM_20_30_96 : Water Framework Directive (WFD) assessment
|  |  | Co_32_65_75 : Saltmarsh | SL_25_70_73 : Records stores | Ss_15_95_60 : Temporary heating, cooling and refrigeration works systems | Pr_20_29_08_57 : Nylon gutter bolts | PM_20_30_98 : Weather information
|  |  | Co_32_65_79 : Seasonal wetlands | SL_25_90 : Worship spaces | Ss_15_95_65 : Temporary ventilation and air conditioning works systems | Pr_20_29_08_66 : Preloaded bolt assemblies | PM_20_40 : Hazardous substances information
|  |  | Co_32_65_82 : Springs | SL_25_90_30 : Faith spaces | Ss_15_95_70 : Temporary electrical works systems | Pr_20_29_08_78 : Shoulder bolts | PM_20_40_06 : Asbestos report
|  |  | Co_32_65_85 : Streams, brooks and burns | SL_25_90_78 : Shrines | Ss_15_95_75 : Temporary communications, security, safety, control and protection works systems | Pr_20_29_08_83 : Stainless steel gutter bolts | PM_20_40_92 : Unexploded ordnance assessment
|  |  | Co_32_65_96 : Woodlands | SL_30 : Industrial spaces | Ss_15_95_80 : Temporary pavement works systems | Pr_20_29_08_84 : Stainless steel hexagon headed nuts and bolts | PM_20_50 : Modelling and analytics
|  |  | Co_35 : Medical, health, welfare and sanitary complexes | SL_30_10 : Mineral extraction spaces | Ss_15_95_80_02 : Temporary access road systems | Pr_20_29_08_85 : Stainless steel hook bolts (J-bolts) | PM_20_50_01 : 4D programme federated model
|  |  | Co_35_10 : Medical complexes | SL_30_10_57 : Offshore oil and gas drilling spaces | Ss_15_95_80_72 : Temporary roadwork systems | Pr_20_29_08_92 : U-bolts | PM_20_50_02 : 5D cost federated model
|  |  | Co_35_10_02 : Air ambulance complexes | SL_30_10_59 : Onshore oil and gas drilling spaces | Ss_15_95_85 : Temporary process engineering works systems | Pr_20_29_10 : Bridge suspension cable accessories | PM_20_50_03 : 6D handover sequence federated model
|  |  | Co_35_10_03 : Ambulance complexes | SL_30_10_69 : Quarrying areas | Ss_15_95_90 : Temporary soft facility management works services | Pr_20_29_10_11 : Cable sleeves | PM_20_50_15 : Coastal modelling
|  |  | Co_35_10_15 : Clinical complexes | SL_30_10_85 : Surface mine workings | Ss_20 : Structural systems | Pr_20_29_10_12 : Cable strand sockets | PM_20_50_17 : Concept analysis
|  |  | Co_35_10_37 : Hospital complexes | SL_30_10_91 : Underground mine chambers | Ss_20_05 : Substructure systems | Pr_20_29_10_13 : Cast steel anchorage couplers | PM_20_50_25 : Drainage modelling
|  |  | Co_35_50 : Welfare complexes | SL_30_10_93 : Underground mine shafts | Ss_20_05_15 : Concrete foundation systems | Pr_20_29_10_14 : Cast steel cable bands | PM_20_50_27 : Federated coordination models
|  |  | Co_35_50_16 : Crèches and nurseries | SL_30_10_94 : Underground mine tunnels | Ss_20_05_15_65 : Precast concrete pad and strip foundation systems | Pr_20_29_10_15 : Cast steel saddles | PM_20_50_29 : Flood forecasting modelling
|  |  | Co_35_50_30 : Fitness and detox complexes | SL_30_30 : Mineral processing spaces | Ss_20_05_15_70 : Reinforced concrete pad and strip foundation systems | Pr_20_29_10_16 : Cast steel suspender sockets | PM_20_50_30 : Flood hazard data
|  |  | Co_35_50_37 : Hospices | SL_30_30_33 : Gas processing spaces | Ss_20_05_15_71 : Reinforced concrete pilecap and ground beam foundation systems | Pr_20_29_10_21 : Dampers | PM_20_50_35 : Fluvial flow modelling
|  |  | Co_35_50_58 : Nursing homes | SL_30_30_58 : Oil processing spaces | Ss_20_05_15_72 : Reinforced concrete raft foundation systems | Pr_20_29_10_79 : Sleeve clamps | PM_20_50_39 : Hydrological model and calculations
|  |  | Co_35_50_69 : Quarantine stations | SL_30_30_59 : Ore processing spaces | Ss_20_05_15_80 : Steel ground beam foundation systems | Pr_20_29_14 : Clips, clamps and couplers | PM_20_50_41 : Integrated catchment modelling
|  |  | Co_35_50_82 : Spa complexes | SL_30_40 : Animal and plant products processing spaces | Ss_20_05_15_90 : Unreinforced concrete foundation system for cast in products | Pr_20_29_14_13 : Circlips | PM_20_50_56 : National flood risk assessment (NAFRA) data
|  |  | Co_35_50_90 : Turkish baths | SL_30_40_07 : Bottling rooms | Ss_20_05_15_91 : Unreinforced concrete pad and strip foundation systems | Pr_20_29_14_15 : Coupler connections | PM_20_50_65 : Pluvial flow modelling
|  |  | Co_35_70 : Funerary complexes | SL_30_40_10 : Butter making rooms | Ss_20_05_15_92 : Unreinforced concrete trench fill foundation systems | Pr_20_29_14_16 : Colour pipe clips | PM_20_50_88 : Tidal and coastal boundary data
|  |  | Co_35_70_13 : Cemeteries | SL_30_40_18 : Cheese making rooms | Ss_20_05_50 : Minor concrete substructure systems | Pr_20_29_14_17 : Copper clips | PM_30 : Project design and approvals information
|  |  | Co_35_70_16 : Crematoriums | SL_30_40_30 : Fish processing rooms | Ss_20_05_50_15 : Concrete haunching systems | Pr_20_29_14_22 : Deck board clips | PM_30_20 : Client requirements
|  |  | Co_35_70_32 : Funeral complexes | SL_30_40_32 : Fresh fruit and vegetable packing rooms | Ss_20_05_50_65 : Precast concrete foundation and plinth system | Pr_20_29_14_24 : Drainage pipe clips | PM_30_20_10 : Brief
|  |  | Co_35_85 : Animal complexes | SL_30_40_44 : Juicing rooms | Ss_20_05_50_70 : Reinforced concrete base or foundation systems | Pr_20_29_14_30 : Fence panel clips | PM_30_20_14 : Community and tenant liaison report
|  |  | Co_35_85_02 : Animal cage complexes | SL_30_40_50 : Meat processing rooms | Ss_20_05_50_92 : Unreinforced concrete foundation with cast in products systems | Pr_20_29_14_31 : Floor clips | PM_30_20_16 : Construction industry scheme (CIS) requirement
|  |  | Co_35_85_03 : Animal pen complexes | SL_30_40_54 : Milk processing rooms | Ss_20_05_50_93 : Unreinforced concrete foundation and plinth systems | Pr_20_29_14_32 : Frame cramps | PM_30_20_18 : Cost benefit analysis
|  |  | Co_35_85_04 : Aquariums | SL_30_40_63 : Plant fibre sorting rooms | Ss_20_05_65 : Piling systems | Pr_20_29_14_33 : Glass panel fixing clips | PM_30_20_75 : Stakeholder engagement
|  |  | Co_35_85_05 : Aviaries | SL_30_40_65 : Poultry and game processing rooms | Ss_20_05_65_24 : Driven precast or prestressed concrete piling system | Pr_20_29_14_34 : Glass-to-glass clips | PM_30_20_82 : Statement of requirement
|  |  | Co_35_85_45 : Kennel complexes | SL_30_40_75 : Saw mills | Ss_20_05_65_40 : In situ concrete augered piling system | Pr_20_29_14_35 : Glass-to-wall clips | PM_30_20_84 : Statement of security requirement
|  |  | Co_35_85_85 : Stable complexes | SL_30_40_87 : Tanneries | Ss_20_05_65_41 : In situ concrete bored piling system | Pr_20_29_14_36 : Girder clamps | PM_30_20_86 : Sustainable development engagement plan
|  |  | Co_35_90 : Animal medical | SL_30_40_88 : Threshing rooms | Ss_20_05_65_42 : In situ concrete cased displacement piling system | Pr_20_29_14_45 : Lift-off panel clips | PM_30_20_90 : Technical statement of requirement (TSOR)
|  |  | Co_35_90_02 : Animal funerary complexes | SL_30_40_90 : Tobacco drying rooms | Ss_20_05_65_43 : In situ concrete displacement piling system | Pr_20_29_14_50 : Masonry cramps | PM_30_20_92 : User requirement document
|  |  | Co_35_90_03 : Animal quarantine stations | SL_30_40_98 : Wool sorting rooms | Ss_20_05_65_44 : In situ concrete mini-piling or micro-piling system | Pr_20_29_14_68 : Push-fit panel clips | PM_30_30 : Design documents
|  |  | Co_35_90_95 : Veterinary hospitals | SL_30_50 : Manufacturing spaces | Ss_20_05_65_64 : Plunge column piling systems | Pr_20_29_14_76 : Security glazing clips | PM_30_30_02 : Acoustic design
|  |  | Co_40 : Recreational complexes | SL_30_50_27 : Electronics clean rooms | Ss_20_05_65_76 : Screw piling systems | Pr_20_29_14_79 : Shackles | PM_30_30_04 : Assessment study report
|  |  | Co_40_05 : Amusement complexes | SL_30_50_30 : Heavy industrial spaces | Ss_20_05_65_84 : Steel bearing pile systems | Pr_20_29_14_82 : Stainless steel spring clips | PM_30_30_07 : Buildability statement
|  |  | Co_40_05_02 : Amphitheatres | SL_30_50_43 : Light industrial spaces | Ss_20_05_65_89 : Timber piling system | Pr_20_29_14_84 : Standing seam fixed clips | PM_30_30_08 : Building services design
|  |  | Co_40_05_03 : Amusement parks | SL_30_50_50 : Manufacturing workshops | Ss_20_05_90 : Underpinning systems | Pr_20_29_14_85 : Standing seam sliding clips | PM_30_30_09 : Built structures design
|  |  | Co_40_05_30 : Fairground complexes | SL_30_50_60 : Packaging lines | Ss_20_05_90_10 : Beam and pier unreinforced concrete underpinning systems | Pr_20_29_14_86 : Steel clips | PM_30_30_17 : Core requirements report
|  |  | Co_40_05_63 : Pleasure piers | SL_30_50_61 : Paint spray booths | Ss_20_05_90_35 : Grouted underpinning systems | Pr_20_29_14_87 : Suspended ceiling clips | PM_30_30_20 : Design calculation
|  |  | Co_40_05_89 : Theme parks | SL_30_50_62 : Pharmaceuticals clean rooms | Ss_20_05_90_45 : Jacked pile underpinning systems | Pr_20_29_14_90 : Truss clips | PM_30_30_22 : Design drawing
|  |  | Co_40_35 : Historic complexes | SL_30_50_64 : Printing spaces | Ss_20_05_90_46 : Jet grouted underpinning system | Pr_20_29_23 : Dowels and rods | PM_30_30_23 : Design philosophy statement
|  |  | Co_40_35_06 : Battle sites | SL_30_60 : Cleaning and maintenance spaces | Ss_20_05_90_50 : Mass concrete underpinning systems | Pr_20_29_23_11 : Carbon steel dowel bars | PM_30_30_24 : Design responsibility matrix
|  |  | Co_40_35_39 : Historic sites | SL_30_60_11 : Caretaker rooms | Ss_20_05_90_60 : Pile and cantilever support underpinning systems | Pr_20_29_23_12 : Carbon steel rods | PM_30_30_25 : Developmental control plan
|  |  | Co_40_35_78 : Sites of antiquity | SL_30_60_13 : Clothes drying and airing rooms | Ss_20_05_90_61 : Pile and needle underpinning systems | Pr_20_29_23_22 : Dowel bar caps | PM_30_30_27 : Energy strategy
|  |  | Co_40_35_94 : Visible earthworks | SL_30_60_24 : Dry cleaning spaces | Ss_20_05_90_70 : Raking pile underpinning systems | Pr_20_29_23_23 : Dowel-retaining fasteners | PM_30_30_28 : Energy target
|  |  | Co_40_60 : Performing arts complexes | SL_30_60_42 : Ironing rooms | Ss_20_10 : Structural frame systems | Pr_20_29_23_30 : Fibre-reinforced plastics dowels | PM_30_30_29 : Equipment schedule
|  |  | Co_40_60_13 : Cinema complexes | SL_30_60_46 : Laundrettes | Ss_20_10_30 : Footbridge structure systems | Pr_20_29_23_36 : Hardwood dowels | PM_30_30_30 : Feasibility study report
|  |  | Co_40_60_14 : Circuses | SL_30_60_75 : Service laundries | Ss_20_10_30_30 : Footbridge systems | Pr_20_29_23_40 : Hot welding rods | PM_30_30_33 : Geotechnical earthworks design
|  |  | Co_40_60_16 : Concert hall complexes | SL_30_60_94 : Vehicle washes | Ss_20_10_60 : Prefabricated framed and panelled structures | Pr_20_29_23_50 : Masonry dowels | PM_30_30_39 : Hydraulics design
|  |  | Co_40_60_30 : Film and television studio complexes | SL_30_60_96 : Wash up spaces | Ss_20_10_60_34 : Glazed structural systems | Pr_20_29_23_52 : Metal dowels, pins and rods | PM_30_30_50 : Management control plan
|  |  | Co_40_60_88 : Theatre complexes | SL_30_80 : Kinetic power generation | Ss_20_10_60_60 : Panelled and framed structural systems | Pr_20_29_23_65 : Plastics dowel bar cap | PM_30_30_52 : Mechanical, electrical, instrumentation, controls and automation (MEICA) design
|  |  | Co_40_75 : Social recreation complexes | SL_30_80_96 : Water mill houses | Ss_20_10_60_84 : Structural insulated panel systems | Pr_20_29_23_80 : Softwood dowels | PM_30_30_55 : Model
|  |  | Co_40_75_17 : Country parks | SL_30_80_97 : Wind mill houses | Ss_20_10_65 : Prefabricated room systems | Pr_20_29_23_83 : Stainless steel dowel bars | PM_30_30_64 : Photorealistic visualization model
|  |  | Co_40_75_68 : Public parks | SL_30_85 : Marine and water maintenance spaces | Ss_20_10_65_15 : Composite pod | Pr_20_29_23_84 : Stainless steel rods | PM_30_30_66 : Process plant design
|  |  | Co_40_75_71 : Recreation grounds | SL_30_85_08 : Boat repair spaces | Ss_20_10_65_17 : Concrete pod | Pr_20_29_23_92 : U-pins | PM_30_30_71 : Sketch plan
|  |  | Co_42 : Sport and activity complexes | SL_30_85_24 : Dry docks | Ss_20_10_65_65 : Polypropylene pod | Pr_20_29_29 : Ferrules and sleeves | PM_30_30_78 : Specification
|  |  | Co_42_40 : Indoor activity complexes | SL_30_85_30 : Floating docks | Ss_20_10_70 : Shelter systems | Pr_20_29_29_23 : Dowel bar sleeves | PM_30_30_82 : Structural design
|  |  | Co_42_40_10 : Indoor athletics stadiums | SL_30_85_97 : Wet docks | Ss_20_10_70_03 : Animal shelter systems | Pr_20_29_29_29 : Ferrules | PM_30_30_87 : Technical report
|  |  | Co_42_40_40 : Indoor sports complexes | SL_30_90 : Warehousing and distribution spaces | Ss_20_10_70_62 : People shelter systems | Pr_20_29_29_62 : Plastics pile sleeves | PM_30_30_89 : Technical standard
|  |  | Co_42_50 : Outdoor activity complexes | SL_30_90_33 : Goods delivery bays | Ss_20_10_70_64 : Plant shelter systems | Pr_20_29_29_66 : Pre-stressed reinforcement cable conduits | PM_30_50 : Approvals
|  |  | Co_42_50_10 : Outdoor athletics stadiums | SL_30_90_48 : Loading docks | Ss_20_10_70_84 : Storage shelter systems | Pr_20_29_29_84 : Spacer sleeves | PM_30_50_03 : Approvals and assurance plan
|  |  | Co_42_50_30 : Golf courses | SL_30_90_80 : Sorting and distribution spaces | Ss_20_10_75 : Structural framing systems | Pr_20_29_29_96 : Wire-crimp ferrules | PM_30_50_14 : Consent
|  |  | Co_42_50_60 : Outdoor sports complexes | SL_30_90_84 : Storage yards | Ss_20_10_75_15 : Concrete framing systems | Pr_20_29_30 : Fixing lugs | PM_30_50_16 : Contribution agreement
|  |  | Co_42_50_70 : Race horse gallops | SL_30_90_96 : Warehouse spaces | Ss_20_10_75_35 : Heavy steel framing systems | Pr_20_29_30_11 : Cable fixing lugs | PM_30_50_32 : Funding profile
|  |  | Co_42_50_95 : Winter sport complexes | SL_32 : Water and land management spaces | Ss_20_10_75_45 : Light steel framing systems | Pr_20_29_30_12 : Carbon steel fixing lugs | PM_30_50_41 : Internal approval
|  |  | Co_42_85 : Swimming complexes | SL_32_10 : Agricultural and horticultural spaces | Ss_20_10_75_65 : Precast reinforced concrete framing systems | Pr_20_29_30_24 : Door fixing lugs | PM_30_50_46 : Land drainage consent
|  |  | Co_42_85_40 : Indoor swimming pool complexes | SL_32_10_03 : Arable fields | Ss_20_10_75_70 : In situ reinforced concrete framing systems | Pr_20_29_30_31 : Furniture floor fixing lugs | PM_30_50_47 : Land owner agreement
|  |  | Co_42_85_60 : Outdoor swimming pool complexes | SL_32_10_26 : Farm yards | Ss_20_10_75_85 : Timber framing systems | Pr_20_29_30_32 : Furniture wall fixing lugs | PM_30_50_49 : Letter of authority
|  |  | Co_42_85_96 : Water parks | SL_32_10_28 : Fisheries | Ss_20_20 : Structural beams | Pr_20_29_30_96 : Window fixing lugs | PM_30_50_51 : Listed building requirement
|  |  | Co_45 : Residential complexes | SL_32_10_30 : Fish farm tanks | Ss_20_20_75 : Structural beam systems | Pr_20_29_31 : Flat and folded plate fasteners | PM_30_50_60 : Partnership agreement
|  |  | Co_45_10 : Living complexes | SL_32_10_34 : Glasshouse spaces | Ss_20_20_75_15 : Concrete beam systems | Pr_20_29_31_08 : Bolted joint connectors | PM_30_50_64 : Planning consent
|  |  | Co_45_10_11 : Camp sites | SL_32_10_39 : Hothouse spaces | Ss_20_20_75_80 : Steel beam systems | Pr_20_29_31_12 : Carbon steel nailing plates | PM_30_50_65 : Planning permission
|  |  | Co_45_10_12 : Caravan parks | SL_32_10_47 : Livestock fields | Ss_20_20_75_85 : Timber beam systems | Pr_20_29_31_13 : Carbon steel punched metal plate fasteners | PM_30_50_67 : Project board agreement
|  |  | Co_45_10_15 : Convents and monasteries | SL_32_10_52 : Milking parlours | Ss_20_30 : Structural columns | Pr_20_29_31_44 : Joist hangers | PM_30_50_85 : Statutory consent
|  |  | Co_45_10_27 : Emergency camps | SL_32_10_55 : Mushroom cultivation spaces | Ss_20_30_75 : Structural column systems | Pr_20_29_31_52 : Mortise and tenon joint oak pegs | PM_30_60 : Project information management
|  |  | Co_45_10_35 : Halls of residence | SL_32_10_60 : Paddocks | Ss_20_30_75_15 : Concrete column systems | Pr_20_29_31_84 : Stainless steel nailing plates | PM_30_60_07 : Benefits realization plan
|  |  | Co_45_10_36 : High-rise residential complexes | SL_32_10_65 : Poly tunnel spaces | Ss_20_30_75_80 : Steel column systems | Pr_20_29_31_85 : Stainless steel punched metal plate fasteners | PM_30_60_09 : BIM maturity assessment report
|  |  | Co_45_10_37 : Hostels | SL_32_10_66 : Poultry batteries | Ss_20_30_75_85 : Timber column systems | Pr_20_29_34 : Glass fixing plates, brackets and anchors | PM_30_60_12 : Clash detection resolution report
|  |  | Co_45_10_38 : Hotels | SL_32_10_77 : Shearing spaces | Ss_20_40 : Structural sheet and cable systems | Pr_20_29_34_16 : Cast brass glass fixing brackets | PM_30_60_13 : COBie federated data sheet
|  |  | Co_45_10_39 : Houses | SL_32_10_78 : Sheep dips | Ss_20_40_07 : Bridge suspension cable systems | Pr_20_29_34_34 : Glass fin splice plates | PM_30_60_14 : COBie information requirement
|  |  | Co_45_10_40 : Houses in multiple occupation | SL_32_10_94 : Vineyard spaces | Ss_20_40_07_11 : Cable stayed bridge cable systems | Pr_20_29_34_35 : Glass patch plates | PM_30_60_16 : COBie data sheet
|  |  | Co_45_10_41 : Housing estates | SL_32_50 : Marine ways and water way spaces | Ss_20_40_07_85 : Suspension bridge cable systems | Pr_20_29_34_85 : Stainless steel glass block panel anchors | PM_30_60_18 : Communications plan
|  |  | Co_45_10_51 : Military camps | SL_32_50_06 : Beach ramp | Ss_20_40_10 : Building cable systems | Pr_20_29_34_86 : Stainless steel point connectors | PM_30_60_19 : Construction risk review
|  |  | Co_45_10_54 : Motels | SL_32_50_46 : Landing stages | Ss_20_50 : Bridge abutments and piers systems | Pr_20_29_56 : Nails | PM_30_60_21 : Curriculum vitae (CV)
|  |  | Co_45_10_72 : Religious retreats | SL_32_50_47 : Lifeboat vessel storage and launch spaces | Ss_20_50_10 : Abutment systems | Pr_20_29_56_02 : Aluminium nails | PM_30_60_23 : Description terminology
|  |  | Co_45_10_78 : Sheltered housing | SL_32_50_79 : Slipways | Ss_20_50_10_10 : Bank seat abutments | Pr_20_29_56_03 : Annular nails | PM_30_60_27 : Employer's information requirement
|  |  | Co_45_10_98 : Youth group camps | SL_32_60 : Marine and water side spaces | Ss_20_50_10_30 : Embedded retaining wall bridge abutment | Pr_20_29_56_11 : Carbon steel nails | PM_30_60_29 : Fall back plan
|  |  | Co_50 : Waste disposal complexes | SL_32_60_06 : Beaches | Ss_20_50_10_40 : Integral abutment | Pr_20_29_56_12 : Carbon steel wire nails | PM_30_60_34 : Graphical information
|  |  | Co_50_20 : Wet waste collection and distribution complexes | SL_32_60_55 : Mudflats | Ss_20_50_10_50 : Masonry bridge abutment | Pr_20_29_56_14 : Clout head nails | PM_30_60_41 : Information delivery plan
|  |  | Co_50_20_10 : Wastewater collection complexes | SL_32_60_75 : Saltmarsh | Ss_20_50_10_70 : Reinforced concrete bridge abutment | Pr_20_29_56_15 : Copper nails | PM_30_60_47 : Learning from experience (LFE) record
|  |  | Co_50_20_20 : Wastewater collection networks | SL_32_60_76 : Sand dunes | Ss_20_50_10_80 : Sheet piled bridge abutment | Pr_20_29_56_16 : Corrugated fasteners | PM_30_60_50 : Master information delivery plan
|  |  | Co_50_20_60 : Drainage collection networks | SL_32_65 : Natural spaces | Ss_20_50_10_85 : Spill through abutments | Pr_20_29_56_19 : Cut clasp nails | PM_30_60_53 : Model production and delivery table
|  |  | Co_50_40 : Dry waste collection and distribution complexes | SL_32_65_37 : Heathlands | Ss_20_50_10_90 : Tied embedded retaining wall bridge abutment | Pr_20_29_56_20 : Cut floor brads | PM_30_60_60 : Parametric information
|  |  | Co_50_40_10 : Dry waste collection complexes | SL_32_65_50 : Marsh and wet grasslands | Ss_20_50_10_95 : Wing wall systems | Pr_20_29_56_36 : Hardboard nails | PM_30_60_64 : Pre-BIM execution plan
|  |  | Co_50_40_50 : Dry waste distribution complexes | SL_32_65_51 : Meadows | Ss_20_50_20 : Bridge pier systems | Pr_20_29_56_48 : Lost head (round) nails | PM_30_60_65 : Post-BIM execution plan
|  |  | Co_50_60 : Wet waste treatment and disposal complexes | SL_32_65_53 : Moorlands | Ss_20_50_20_50 : Masonry bridge piers | Pr_20_29_56_50 : Masonry nails | PM_30_60_70 : Risk schedule
|  |  | Co_50_60_40 : Wastewater treatment complexes | SL_32_65_59 : Open grassland | Ss_20_50_20_70 : Reinforced concrete bridge piers | Pr_20_29_56_59 : Oval wire nails | PM_30_60_71 : Risk adjusted schedule
|  |  | Co_50_60_80 : Drainage disposal networks | SL_32_65_71 : River bed | Ss_20_50_30 : Abutment and pier component systems | Pr_20_29_56_60 : Panel pins | PM_30_60_72 : Risk and opportunities management plan
|  |  | Co_50_80 : Dry waste treatment and disposal complexes | SL_32_65_73 : Rock and screes | Ss_20_50_30_11 : Capping beam systems | Pr_20_29_56_65 : Power driven nails | PM_30_60_85 : Stakeholder management plan
|  |  | Co_50_80_40 : Dry waste treatment complexes | SL_32_65_76 : Scrub | Ss_20_50_30_37 : Headwall systems | Pr_20_29_56_78 : Shot-fire nails | PM_30_60_87 : Task information delivery plan
|  |  | Co_50_80_70 : Dry waste disposal complexes | SL_32_65_78 : Seasonal wetlands | Ss_20_50_30_80 : Spandrel wall systems | Pr_20_29_56_82 : Sprigs | PM_30_60_89 : Through life management plan (TLMP)
|  |  | Co_50_90 : Radioactive waste disposal complexes | SL_32_65_82 : Species rich grassland | Ss_20_60 : Retaining wall systems | Pr_20_29_56_83 : Spring-head roofing nails | PM_40 : Financial and commercial information
|  |  | Co_55 : Piped supply complexes | SL_32_65_95 : Washland | Ss_20_60_30 : Embedded retaining wall systems | Pr_20_29_56_84 : Square twisted nails | PM_40_30 : Economic viability
|  |  | Co_55_05 : Gas extraction and treatment complexes | SL_32_80 : Semi-natural spaces | Ss_20_60_30_03 : Anchored steel sheet pile embedded retaining wall systems | Pr_20_29_56_85 : Stainless steel nails | PM_40_30_07 : Cost benefit analysis
|  |  | Co_55_05_30 : Gas extraction complexes | SL_32_80_03 : Amenity grass area | Ss_20_60_30_15 : Contiguous bored pile embedded retaining wall systems | Pr_20_29_56_86 : Staples | PM_40_30_10 : Business case
|  |  | Co_55_05_70 : Gas treatment complexes | SL_32_80_08 : Brownfield sites | Ss_20_60_30_45 : King post (bored) embedded retaining wall systems | Pr_20_29_56_87 : Tacks | PM_40_30_12 : Commercial compliance report
|  |  | Co_55_10 : Liquid fuel extraction and treatment complexes | SL_32_80_23 : Disused mineral extraction sites | Ss_20_60_30_46 : King post (driven) embedded retaining wall systems | Pr_20_29_56_93 : Upholstery nails | PM_40_30_14 : Commercial plan
|  |  | Co_55_10_40 : Oil extraction complexes | SL_32_80_50 : Mowing strips | Ss_20_60_30_70 : Reinforced concrete diaphragm retaining wall systems | Pr_20_29_57 : Nuts | PM_40_30_16 : Commercial strategy
|  |  | Co_55_10_80 : Oil treatment complexes | SL_32_80_89 : Transport corridor verges | Ss_20_60_30_80 : Secant pile embedded retaining wall systems | Pr_20_29_57_01 : Acorn nuts | PM_40_30_18 : Cost models and indicative costing
|  |  | Co_55_15 : Water extraction and treatment complexes | SL_35 : Medical, health, welfare and sanitary spaces | Ss_20_60_30_83 : Slurry diaphragm embedded retaining wall systems | Pr_20_29_57_02 : Aerotite nuts | PM_40_30_26 : Earned value management reporting
|  |  | Co_55_15_10 : Water extraction complexes | SL_35_10 : Medical spaces | Ss_20_60_30_85 : Steel sheet pile embedded retaining wall systems | Pr_20_29_57_11 : Cage nuts | PM_40_30_28 : Financial damage assessment
|  |  | Co_55_15_50 : Water treatment complexes | SL_35_10_08 : Birthing rooms | Ss_20_60_30_92 : Unreinforced concrete diaphragm retaining wall systems | Pr_20_29_57_12 : Captive nuts | PM_40_30_29 : Financial strategy
|  |  | Co_55_20 : Gas supply complexes | SL_35_10_10 : Burns units | Ss_20_60_35 : Gravity retaining wall systems | Pr_20_29_57_13 : Castle nuts | PM_40_30_30 : Funding
|  |  | Co_55_20_50 : Gas distribution complexes | SL_35_10_15 : Consulting rooms | Ss_20_60_35_10 : Caged rock unit (gabion) retaining wall systems | Pr_20_29_57_23 : Dome (cap) nuts | PM_40_30_40 : Initial planning estimate
|  |  | Co_55_20_60 : Gas distribution networks | SL_35_10_30 : First aid posts | Ss_20_60_35_13 : Concrete bagwork retaining wall systems | Pr_20_29_57_30 : Flange nuts | PM_40_30_60 : Partnership funding report
|  |  | Co_55_50 : Liquid fuel supply complexes | SL_35_10_31 : First aid rooms | Ss_20_60_35_15 : Crib retaining wall systems | Pr_20_29_57_36 : Half nuts | PM_40_30_64 : Preliminary business case
|  |  | Co_55_50_10 : Liquid fuel distribution complexes | SL_35_10_36 : Hearing test rooms | Ss_20_60_35_25 : Drystack masonry unit retaining wall systems | Pr_20_29_57_37 : Heavy hex nuts | PM_40_30_66 : Pre-tender estimate
|  |  | Co_55_50_50 : Liquid fuel distribution networks | SL_35_10_39 : Hydrotherapy pools | Ss_20_60_35_50 : Masonry retaining wall systems | Pr_20_29_57_38 : Hex nuts | PM_40_30_96 : Whole life costing
|  |  | Co_55_70 : Water supply complexes | SL_35_10_42 : Intensive care units | Ss_20_60_35_66 : Precast concrete stem wall retaining wall systems | Pr_20_29_57_44 : Jam nuts | PM_40_50 : Procurement and tendering process
|  |  | Co_55_70_20 : Water distribution complexes | SL_35_10_43 : Isolation units | Ss_20_60_35_70 : Reinforced concrete retaining wall systems | Pr_20_29_57_45 : K-lock nuts | PM_40_50_00 : Procurement strategy
|  |  | Co_55_70_60 : Water distribution networks | SL_35_10_51 : Medical scanning and x-ray rooms | Ss_20_60_35_72 : Reinforced earth retaining wall systems | Pr_20_29_57_50 : Manifold nuts | PM_40_50_03 : Tenderer acceptance criteria
|  |  | Co_60 : Heating, cooling and refrigeration complexes | SL_35_10_53 : Medical treatment spaces | Ss_20_60_35_90 : Timber retaining wall systems | Pr_20_29_57_56 : Nylon-insert jam nuts | PM_40_50_05 : Tender enquiry
|  |  | Co_60_10 : Heating complexes | SL_35_10_58 : Occupational therapy rooms | Ss_20_60_35_91 : Tyre bale retaining wall system | Pr_20_29_57_57 : Nylon-insert lock nuts | PM_40_50_10 : Invitation to tender
|  |  | Co_60_10_10 : District heating complexes | SL_35_10_59 : Operating theatres | Ss_20_70 : Structure covering and finishing systems | Pr_20_29_57_66 : Prevailing torque lock nuts | PM_40_50_15 : Tender document
|  |  | Co_60_40 : Cooling complexes | SL_35_10_64 : Pharmaceutical dispensaries | Ss_20_70_15 : Concrete protection systems | Pr_20_29_57_76 : Serrated flange nuts | PM_40_50_17 : Private-sector participation (PSP) tender
|  |  | Co_60_40_10 : District cooling complexes | SL_35_10_65 : Phototherapy spaces | Ss_20_70_65 : Protective painting systems | Pr_20_29_57_80 : Slotted nuts | PM_40_50_20 : Tender instruction
|  |  | Co_65 : Ventilation and air conditioning complexes | SL_35_10_66 : Physiotherapy rooms | Ss_20_70_80 : Steel encasement systems | Pr_20_29_57_83 : Square nuts | PM_40_50_30 : Advance procurement
|  |  | Co_70 : Electrical power generation and distribution complexes | SL_35_10_70 : Radiography rooms | Ss_20_80 : Structure accessory systems | Pr_20_29_57_84 : Stover nuts | PM_40_50_35 : Tender clarification
|  |  | Co_70_10 : Electrical power generation complexes | SL_35_10_71 : Radiotherapy rooms | Ss_20_80_60 : Permanent formwork systems | Pr_20_29_57_85 : Stud connector (coupling) nuts | PM_40_50_40 : Pricing
|  |  | Co_70_10_08 : Biomass power generation complexes | SL_35_10_74 : Rehabilitation rooms | Ss_20_95 : Temporary structural systems | Pr_20_29_57_88 : Tee nuts | PM_40_50_45 : Site visit
|  |  | Co_70_10_16 : Coal power generation complexes | SL_35_10_96 : Wards | Ss_25 : Wall and barrier systems | Pr_20_29_57_96 : Wing nuts | PM_40_50_50 : Tender returns
|  |  | Co_70_10_17 : Combined heat and power generation complexes | SL_35_50 : Welfare spaces | Ss_25_10 : Framed wall systems | Pr_20_29_60 : Packings, washers and spacers | PM_40_50_55 : Tender assessment
|  |  | Co_70_10_33 : Gas power generation complexes | SL_35_50_17 : Crèches and nurseries | Ss_25_10_20 : Curtain walling systems | Pr_20_29_60_07 : Bituminous felt packers | PM_40_50_60 : Tender evaluation report
|  |  | Co_70_10_34 : Geothermal power generation complexes | SL_35_50_21 : Day care spaces | Ss_25_10_20_85 : Stick curtain walling systems | Pr_20_29_60_17 : Crinkle washers | PM_40_50_65 : Error resolution
|  |  | Co_70_10_38 : Hydroelectric power generation complexes | SL_35_50_60 : Parent and baby rooms | Ss_25_10_20_90 : Unitized curtain walling systems | Pr_20_29_60_20 : Cup (finishing) washers | PM_40_50_70 : Post-tender negotiations
|  |  | Co_70_10_57 : Nuclear power generation complexes | SL_35_60 : Food management spaces | Ss_25_10_30 : Framed partition systems | Pr_20_29_60_28 : External tooth lock (shake-proof) washers | PM_40_50_75 : Notification of tenderers
|  |  | Co_70_10_58 : Offshore wind power generation complexes | SL_35_60_16 : Cooking spaces | Ss_25_10_30_35 : Gypsum board partition systems | Pr_20_29_60_29 : Fender washers | PM_40_50_85 : Nominated supplier
|  |  | Co_70_10_59 : Oil-fired power generation complexes | SL_35_60_30 : Food preparation areas | Ss_25_10_30_70 : Rigid sheet partition systems | Pr_20_29_60_30 : Fibre washers | PM_40_50_90 : Supply chain agreement
|  |  | Co_70_10_60 : Onshore wind power generation complexes | SL_35_60_56 : Kitchens | Ss_25_10_32 : Framed wall structure systems | Pr_20_29_60_31 : Flat washers | PM_40_55 : Contracts
|  |  | Co_70_10_63 : Photovoltaic power generation complexes | SL_35_70 : Funerary spaces | Ss_25_10_32_35 : Heavy steel wall framing systems | Pr_20_29_60_32 : Formwork cover spacers | PM_40_55_15 : Contract agreement
|  |  | Co_70_10_81 : Solar reflector power generation complexes | SL_35_70_12 : Cemetery plots | Ss_25_10_32_45 : Light steel wall framing systems | Pr_20_29_60_34 : Grommets | PM_40_55_20 : Contract award report
|  |  | Co_70_10_88 : Tidal power generation complexes | SL_35_70_15 : Columbariums | Ss_25_10_32_90 : Timber wall framing systems | Pr_20_29_60_36 : Hardwood packers | PM_40_55_30 : Facilities management contract
|  |  | Co_70_10_96 : Wave power generation complexes | SL_35_70_18 : Crematorium oven rooms | Ss_25_10_35 : Framed glazed systems | Pr_20_29_60_37 : Hardwood wedges | PM_40_55_60 : Private-sector participation (PSP) contract award
|  |  | Co_70_30 : Electricity distribution complexes | SL_35_70_32 : Funeral vaults | Ss_25_10_35_35 : Glazed screen systems | Pr_20_29_60_42 : Internal tooth lock (shake-proof) washers | PM_40_55_70 : Services contract
|  |  | Co_70_30_35 : High-voltage electricity substations | SL_35_70_50 : Mausoleums | Ss_25_10_35_95 : Vertical patent glazing systems | Pr_20_29_60_58 : Ogee washers | PM_40_55_80 : Supplies contract
|  |  | Co_70_30_40 : High-voltage electricity networks | SL_35_70_90 : Tombs | Ss_25_10_35_97 : Window wall glazed screen systems | Pr_20_29_60_59 : Open push | PM_40_55_90 : Works contract
|  |  | Co_70_30_45 : Low-voltage electricity substations | SL_35_80 : Sanitary spaces | Ss_25_11 : Monolithic wall structure systems | Pr_20_29_60_60 : Packings | PM_40_70 : Contract cost management
|  |  | Co_70_30_50 : Low -voltage electricity networks | SL_35_80_06 : Baby changing rooms | Ss_25_11_13 : Cob wall systems | Pr_20_29_60_61 : Parallel circumferential packings | PM_40_70_05 : Bill of quantities
|  |  | Co_75 : Communications, security, safety and protection complexes | SL_35_80_08 : Bathrooms | Ss_25_11_15 : Concrete form masonry unit wall systems | Pr_20_29_60_62 : Penny (dock) washers | PM_40_70_10 : Budget
|  |  | Co_75_10 : Broadcast communications complexes | SL_35_80_59 : Open shower areas | Ss_25_11_16 : Concrete wall systems | Pr_20_29_60_63 : Plate (square) washers | PM_40_70_12 : Cash flow forecast
|  |  | Co_75_10_10 : Broadcast communications complexes | SL_35_80_68 : Public toilets | Ss_25_11_16_65 : Precast concrete wall system | Pr_20_29_60_64 : Plywood packers | PM_40_70_14 : Change management strategy
|  |  | Co_75_10_20 : Broadcast communications networks | SL_35_80_80 : Showers | Ss_25_11_16_70 : Reinforced concrete wall structure system | Pr_20_29_60_65 : Polyethylene packers | PM_40_70_16 : Compensation event
|  |  | Co_75_30 : Telecommunications complexes | SL_35_80_89 : Toilets | Ss_25_11_16_80 : Sprayed concrete wall structure system | Pr_20_29_60_76 : Sealing washers | PM_40_70_17 : Completion certificate
|  |  | Co_75_30_10 : Telecommunications complexes | SL_35_85 : Animal spaces | Ss_25_11_70 : Rammed earth wall systems | Pr_20_29_60_77 : Shims and folding wedges | PM_40_70_19 : Contract change to forecast
|  |  | Co_75_30_20 : Telecommunications networks | SL_35_85_00 : Animal arks | Ss_25_11_70_55 : Non-stabilized rammed earth plinth systems | Pr_20_29_60_81 : Softwood packs | PM_40_70_21 : Contractor's technical query
|  |  | Co_80 : Transport complexes | SL_35_85_01 : Animal cages | Ss_25_11_70_83 : Stabilized rammed earth plinth systems | Pr_20_29_60_82 : Softwood wedges | PM_40_70_23 : Cost estimate
|  |  | Co_80_05 : Aerospace complexes | SL_35_85_03 : Animal enclosures | Ss_25_11_70_85 : Stabilized rammed earth wall systems | Pr_20_29_60_84 : Sprung (split lock) washers | PM_40_70_25 : Cost forecast
|  |  | Co_80_05_02 : Airports and airfields | SL_35_85_04 : Animal exercise arenas | Ss_25_12 : Panel wall structure systems | Pr_20_29_60_87 : Tapered circumferential packings | PM_40_70_27 : Cost information report
|  |  | Co_80_05_38 : Heliports | SL_35_85_05 : Aviaries | Ss_25_12_10 : Brick panel wall systems | Pr_20_29_60_96 : Washers | PM_40_70_28 : Cost plan
|  |  | Co_80_20 : Cable transport complexes | SL_35_85_12 : Cattle byres | Ss_25_12_15 : Concrete panel wall systems | Pr_20_29_63 : Plugs | PM_40_70_30 : Early warning
|  |  | Co_80_20_02 : Aerial tramway complexes | SL_35_85_39 : Fish tanks | Ss_25_12_60 : Panel cubicle systems | Pr_20_29_63_50 : Masonry plugs | PM_40_70_32 : Employer's assessment
|  |  | Co_80_20_10 : Cable railway complexes | SL_35_85_45 : Kennels | Ss_25_12_60_30 : Fully-framed panel cubicle systems | Pr_20_29_63_63 : Plastics plugs | PM_40_70_35 : Fee notes
|  |  | Co_80_20_13 : Chairlift way complexes | SL_35_85_62 : Pens | Ss_25_12_60_60 : Panel cubicle systems | Pr_20_29_63_84 : Studded cavity drainage membrane plugs | PM_40_70_37 : Financial report
|  |  | Co_80_20_32 : Funicular railway complexes | SL_35_85_84 : Stables | Ss_25_12_60_65 : Privacy screen systems | Pr_20_29_63_85 : Surface plugs and pellets | PM_40_70_40 : Invoices
|  |  | Co_80_20_34 : Gondola lift way complexes | SL_35_85_85 : Stalls | Ss_25_12_65 : Panel partition systems | Pr_20_29_70 : Rail fasteners | PM_40_70_50 : Milestone payment schedule
|  |  | Co_80_20_84 : Surface lift way complexes | SL_35_85_86 : Sties | Ss_25_12_65_50 : Media wall systems | Pr_20_29_70_29 : Fang spike | PM_40_70_60 : Payment application
|  |  | Co_80_20_99 : Zip line way complexes | SL_35_90 : Animal medical | Ss_25_12_65_55 : Mesh panel partition systems | Pr_20_29_70_31 : Fishplate | PM_40_70_62 : Payment certificate
|  |  | Co_80_35 : Highway complexes | SL_35_90_10 : Animal burial plots | Ss_25_12_65_60 : Plasterboard laminated partition systems | Pr_20_29_70_70 : Rail clip fasteners | PM_40_70_64 : Prime cost item
|  |  | Co_80_35_07 : Bus maintenance depots | SL_35_90_15 : Animal clinics | Ss_25_12_65_65 : Plasterboard panel partition systems | Pr_20_29_70_71 : Rail spikes | PM_40_70_67 : Provisional item
|  |  | Co_80_35_08 : Bus parks | SL_35_90_22 : Animal dispensaries | Ss_25_12_65_70 : Relocatable partition and ceiling systems | Pr_20_29_70_76 : Screw spike | PM_40_70_69 : Quotes
|  |  | Co_80_35_09 : Bus/ coach stations | SL_35_90_32 : Animal funerary spaces | Ss_25_12_65_75 : Relocatable partition systems | Pr_20_29_70_80 : Slabtrack | PM_40_70_90 : Timesheets
|  |  | Co_80_35_11 : Car garaging complexes | SL_35_90_34 : Animal grooming facilities | Ss_25_12_65_85 : Storage wall systems | Pr_20_29_70_82 : Spring spike | PM_40_80 : Contract management
|  |  | Co_80_35_17 : Coach parks | SL_35_90_37 : Animal hydrotherapy pools | Ss_25_12_80 : Structural glass wall systems | Pr_20_29_71 : Rivets | PM_40_80_27 : Evaluation criteria
|  |  | Co_80_35_35 : Highway maintenance depots | SL_35_90_59 : Animal operating theatres | Ss_25_12_80_65 : Point-fixed structural glass wall systems | Pr_20_29_71_08 : Blind (pop) rivets | PM_40_80_60 : Private-sector participation (PSP) financial close
|  |  | Co_80_35_55 : Multi-storey car parks | SL_35_90_72 : Animal wards | Ss_25_12_80_83 : Stacked structural glass wall systems | Pr_20_29_71_24 : Drive rivets | PM_40_80_65 : Private-sector participation (PSP) evaluation report
|  |  | Co_80_35_73 : Road freight depots | SL_40 : Recreational spaces | Ss_25_12_80_85 : Suspended structural glass wall systems | Pr_20_29_71_30 : Flush rivets | PM_40_80_70 : Request for contract action (RCA)
|  |  | Co_80_35_75 : Road network | SL_40_05 : Amusement spaces | Ss_25_12_85 : Structural steel panel wall systems | Pr_20_29_71_31 : Friction | PM_50 : Construction management
|  |  | Co_80_35_85 : Surface car parks | SL_40_05_03 : Amusement arcades | Ss_25_13 : Unit wall structure systems | Pr_20_29_71_59 : Oscar rivets | PM_50_20 : Construction site information
|  |  | Co_80_35_88 : Truck maintenance depots | SL_40_05_13 : Casino floors | Ss_25_13_05 : Adobe block wall systems | Pr_20_29_71_76 : Self-pierce rivets | PM_50_20_10 : Site access plan
|  |  | Co_80_35_89 : Truck parks | SL_40_05_42 : Indoor fairground spaces | Ss_25_13_24 : Dry stone wall systems | Pr_20_29_71_77 : Semi-tubular rivets | PM_50_20_20 : Site set-up
|  |  | Co_80_40 : Highway service and toll complexes | SL_40_05_43 : Indoor play spaces | Ss_25_13_30 : Gabion wall systems | Pr_20_29_71_81 : Solid rivets | PM_50_20_30 : Site description
|  |  | Co_80_40_35 : Highway service stations | SL_40_05_58 : Observation decks | Ss_25_13_33 : Glass wall systems | Pr_20_29_76 : Screws | PM_50_20_40 : Site record
|  |  | Co_80_40_40 : Highway toll stations | SL_40_05_59 : Outdoor activity areas | Ss_25_13_33_33 : Glass block wall systems | Pr_20_29_76_11 : Carbon steel hexagon head screws | PM_50_20_50 : Temporary works design
|  |  | Co_80_50 : Railway complexes | SL_40_05_60 : Outdoor fairground spaces | Ss_25_13_33_64 : Prefabricated glass block wall systems | Pr_20_29_76_15 : Coach screws | PM_50_20_60 : Temporary works impact
|  |  | Co_80_50_37 : High-speed rail complexes | SL_40_05_61 : Outdoor playgrounds | Ss_25_13_35 : Gypsum block wall systems | Pr_20_29_76_28 : Eye lags | PM_50_20_70 : Site branding
|  |  | Co_80_50_50 : Magnetic levitation (maglev) ways | SL_40_05_68 : Public parks and gardens | Ss_25_13_45 : Lead brick wall systems | Pr_20_29_76_50 : Machine screws | PM_50_40 : Progress information
|  |  | Co_80_50_51 : Main line rail complexes | SL_40_20 : Dining spaces | Ss_25_13_50 : Masonry wall systems | Pr_20_29_76_65 : Plasterboard screws | PM_50_40_05 : Actions log
|  |  | Co_80_50_53 : Monorail complexes | SL_40_20_06 : Bars | Ss_25_13_50_11 : Cavity wall insulation systems | Pr_20_29_76_72 : Rigging screws | PM_50_40_15 : Communications log
|  |  | Co_80_50_56 : Narrow-gauge rail complexes | SL_40_20_09 : Beverage stations | Ss_25_13_50_49 : Masonry exposed feature systems | Pr_20_29_76_76 : Self-drilling sheet metal screws | PM_50_40_20 : Consultation strategy
|  |  | Co_80_50_59 : Overhead power light rail complexes | SL_40_20_27 : Enclosed dining areas | Ss_25_13_50_50 : Masonry external wall external leaf system | Pr_20_29_76_77 : Set screws | PM_50_40_30 : Exception report
|  |  | Co_80_50_69 : Rack rail complexes | SL_40_20_28 : Food courts | Ss_25_13_50_51 : Masonry external wall internal leaf system | Pr_20_29_76_78 : Sheet metal screws | PM_50_40_35 : Highlights report
|  |  | Co_80_50_70 : Rail distribution depots | SL_40_20_59 : Outdoor dining areas | Ss_25_13_50_52 : Masonry external wall single leaf system | Pr_20_29_76_81 : Socket screws | PM_50_40_40 : Issues log
|  |  | Co_80_50_71 : Rail freight complexes | SL_40_60 : Performing arts spaces | Ss_25_13_50_54 : Masonry free-standing wall leaf system | Pr_20_29_76_85 : Stainless steel hexagon head screws | PM_50_40_60 : Progress report
|  |  | Co_80_50_72 : Rail marshalling complexes | SL_40_60_05 : Auditoriums | Ss_25_13_50_56 : Masonry internal partition system | Pr_20_29_76_88 : Thread-cutting machine screws | PM_50_40_65 : Project plan
|  |  | Co_80_50_73 : Rail network | SL_40_60_06 : Bandstands | Ss_25_13_70 : Reinforced masonry wall systems | Pr_20_29_76_98 : Wood screws | PM_50_40_70 : Responsible, accountable, consulted and informed (RACI) log
|  |  | Co_80_50_74 : Railway stations | SL_40_60_11 : Cat walks | Ss_25_13_85 : Straw bale wall systems | Pr_20_29_81 : Soil nails | PM_50_40_75 : Request for information (RFI)
|  |  | Co_80_50_75 : Rail track maintenance depots | SL_40_60_13 : Circus rings | Ss_25_13_85_30 : Framed straw bale wall systems | Pr_20_29_81_11 : Carbon steel soil nails | PM_50_40_80 : Stage end report
|  |  | Co_80_50_76 : Road-based light rail complexes | SL_40_60_21 : Dance floors | Ss_25_13_85_95 : Unframed straw bale wall systems | Pr_20_29_81_63 : Plastics soil nails | PM_50_60 : Contract support
|  |  | Co_80_50_77 : Rolling stock depots | SL_40_60_31 : Fixed stages | Ss_25_14 : Fence systems | Pr_20_29_81_84 : Stainless steel soil nails | PM_50_60_20 : Site control and protection
|  |  | Co_80_50_88 : Third-rail light rail complexes | SL_40_60_40 : Indoor theatre spaces | Ss_25_14_30 : Framed fence systems | Pr_20_29_85 : Straw bale fixings | PM_50_60_40 : Insurance
|  |  | Co_80_50_93 : Underground rail complexes | SL_40_60_52 : Mobile stages | Ss_25_14_55 : Monolithic fence systems | Pr_20_29_85_64 : Plastics sleeving | PM_50_60_50 : Site personnel records
|  |  | Co_80_50_94 : Underground railway stations | SL_40_60_55 : Music recording studios | Ss_25_14_63 : Post, rail and board fence systems | Pr_20_29_85_65 : Polyester straps | PM_50_60_70 : Site records
|  |  | Co_80_70 : Marine transport complexes | SL_40_60_58 : Orchestra pits | Ss_25_14_63_06 : Bespoke fencing systems | Pr_20_29_87 : Thatch roofing fasteners | PM_50_60_75 : Site safety and environmental protection
|  |  | Co_80_70_06 : Barge loading terminals | SL_40_60_59 : Outdoor theatre spaces | Ss_25_14_63_08 : Board or palisade fencing systems | Pr_20_29_87_36 : Hazel staples | PM_50_60_77 : Site security
|  |  | Co_80_70_11 : Cable ferry complexes | SL_40_60_80 : Sound shells | Ss_25_14_63_11 : Carbon steel continuous bar fencing systems | Pr_20_29_87_37 : Hazel sways | PM_50_60_80 : Site establishment
|  |  | Co_80_70_13 : Canal complexes | SL_40_60_81 : Sound stages | Ss_25_14_63_51 : Metal post and rail fencing systems | Pr_20_29_87_52 : Metal sways | PM_50_60_88 : Temporary services records
|  |  | Co_80_70_17 : Container ports | SL_40_65 : Performing arts ancillary spaces | Ss_25_14_63_52 : Metal vertical pale fencing systems | Pr_20_29_87_87 : Thatching hooks | PM_50_60_90 : Temporary works records
|  |  | Co_80_70_23 : Dry bulk ports | SL_40_65_04 : Audience lobbies | Ss_25_14_63_56 : Natural hurdle fencing systems | Pr_20_29_87_96 : Willow sways | PM_50_60_95 : Completion and post completion requirements
|  |  | Co_80_70_30 : Fishing ports | SL_40_65_24 : Dressing rooms | Ss_25_14_63_62 : Post and panel fencing systems | Pr_20_29_88 : Tile and fabric fasteners | PM_50_80 : Contract programme
|  |  | Co_80_70_36 : Harbours | SL_40_65_35 : Green rooms | Ss_25_14_63_63 : Post and rail fencing systems | Pr_20_29_88_26 : Edge beading | PM_50_80_25 : Delivery risk review
|  |  | Co_80_70_46 : Lake passenger terminals | SL_40_65_47 : Lighting control booths | Ss_25_14_63_64 : Precast concrete palisade fencing systems | Pr_20_29_88_27 : Edge beading rails | PM_50_80_40 : Limitations on method report
|  |  | Co_80_70_47 : Liquid bulk ports | SL_40_65_55 : Music recording control booths | Ss_25_14_63_65 : Precast concrete post and panel fencing systems | Pr_20_29_88_31 : Forked roofing connectors | PM_50_80_42 : Limitations on sequence report
|  |  | Co_80_70_50 : Marinas | SL_40_65_66 : Projection booths | Ss_25_14_63_66 : Precast concrete post and rail fencing systems | Pr_20_29_88_37 : Hip irons | PM_50_80_44 : Limitations on timing report
|  |  | Co_80_70_70 : River ferry complexes | SL_40_65_72 : Rehearsal rooms | Ss_25_14_63_67 : Prefabricated wood or plastics panel fencing systems | Pr_20_29_88_41 : Insulation fixing saddle clips | PM_50_80_46 : Limitations on use of site report
|  |  | Co_80_70_71 : River passenger terminals | SL_40_65_76 : Scenery control booths | Ss_25_14_63_84 : Steel hurdle fencing systems | Pr_20_29_88_42 : Insulation fixing spikes | PM_50_80_50 : Progress report
|  |  | Co_80_70_72 : Roll-on roll-off ports | SL_40_65_79 : Sound control booths | Ss_25_14_63_85 : Steel palisade panel fencing systems | Pr_20_29_88_43 : Insulation fixing straps | PM_50_80_60 : Programme
|  |  | Co_80_70_77 : Sea cruise ports | SL_40_65_80 : Sound locks | Ss_25_14_63_86 : Steel vertical bar fencing systems | Pr_20_29_88_59 : Overlay fasteners | PM_50_80_90 : Handover strategy
|  |  | Co_80_70_78 : Sea ferry ports | SL_40_65_85 : Stage wings | Ss_25_14_63_95 : Wood close boarded fencing systems | Pr_20_29_88_70 : Roofing belts | PM_50_90 : Contract quality standards
|  |  | Co_80_90 : Transport interchange complexes | SL_42 : Sport and activity spaces | Ss_25_14_63_96 : Wood palisade fencing systems | Pr_20_29_88_71 : Roofing clamps | PM_50_90_40 : Site inspection report
|  |  | Co_90 : Circulation and storage complexes | SL_42_15 : Courts, pitches and field sports spaces | Ss_25_14_63_97 : Wooden post and rail fencing systems | Pr_20_29_88_72 : Roofing clamping plates | PM_50_90_70 : Quality control and management report
|  |  | Co_90_50 : Storage complexes | SL_42_15_37 : High jump areas | Ss_25_14_63_98 : Wrought iron panel fencing systems | Pr_20_29_88_73 : Roofing corner plates | PM_50_90_80 : Testing report
|  |  | Co_90_50_03 : Ambient food storage | SL_42_15_42 : Indoor sports courts and pitches | Ss_25_14_67 : Post, wire and mesh fence systems | Pr_20_29_88_74 : Roofing straps | PM_50_90_90 : Commissioning report
|  |  | Co_90_50_04 : Arms storage complexes | SL_42_15_44 : Javelin throwing areas | Ss_25_14_67_12 : Chain link fencing systems | Pr_20_29_88_75 : Roofing swags | PM_60 : Management of activities
|  |  | Co_90_50_15 : Cold storage | SL_42_15_47 : Long jump track and pits | Ss_25_14_67_14 : Cleft chestnut pale fencing systems | Pr_20_29_97 : Welding joint fillers | PM_60_10 : Project generally
|  |  | Co_90_50_16 : Complexes for the storage of human remains | SL_42_15_59 : Outdoor sports courts | Ss_25_14_67_15 : Continuous mesh fencing systems | Pr_20_29_97_09 : Brazing joint fillers | PM_60_10_15 : Contacts list
|  |  | Co_90_50_24 : Dry waste storage complexes | SL_42_15_60 : Outdoor sports pitches and fields | Ss_25_14_67_24 : Dropper pattern strained wire fencing system | Pr_20_29_97_26 : Electric welding joint fillers | PM_60_10_25 : Emergency contacts list
|  |  | Co_90_50_34 : Gas storage complexes | SL_42_15_65 : Pole vaulting area | Ss_25_14_67_27 : Electric fencing systems | Pr_20_29_97_33 : Gas welding joint fillers | PM_60_10_60 : Project description
|  |  | Co_90_50_45 : Liquid fuel storage complexes | SL_42_15_78 : Shot put areas | Ss_25_14_67_28 : Electric security fencing systems | Pr_20_29_97_81 : Soldering joint fillers | PM_60_10_80 : Surrounding land and building uses report
|  |  | Co_90_50_51 : Military arsenals | SL_42_40 : Indoor activity spaces | Ss_25_14_67_33 : General pattern strained wire fencing system | Pr_20_31 : Formless structure and general products | PM_60_20 : Project requirements
|  |  | Co_90_50_52 : Mineral storage complexes | SL_42_40_09 : Bouldering spaces | Ss_25_14_67_34 : General pattern wire mesh fencing system | Pr_20_31_01 : Additives | PM_60_20_10 : Preparatory work
|  |  | Co_90_50_71 : Refrigerated food storage | SL_42_40_14 : Climbing wall areas | Ss_25_14_67_51 : Metal mesh panel fencing systems | Pr_20_31_01_11 : Carbon steel fibres | PM_60_20_20 : Preconstruction information
|  |  | Co_90_50_77 : Secure storage | SL_42_40_20 : Cycle tracks | Ss_25_14_67_70 : Rope or chain fencing systems | Pr_20_31_01_32 : Glass fibres | PM_60_20_40 : Works by local authority
|  |  | Co_90_50_78 : Self storage | SL_42_40_30 : Fitness rooms | Ss_25_14_67_80 : Spring steel and high tensile wire mesh fencing system | Pr_20_31_01_39 : Hydraulic road binder | PM_60_20_50 : Work by statutory undertakers
|  |  | Co_90_50_80 : Solid fuel storage complexes | SL_42_40_35 : Gymnasiums | Ss_25_14_67_97 : Wire fencing systems | Pr_20_31_01_85 : Stainless steel fibres | PM_60_30 : Project facilities
|  |  | Co_90_50_94 : Warehouses | SL_42_40_37 : Gymnastics areas | Ss_25_15 : Fixed pedestrian barrier systems | Pr_20_31_01_86 : Synthetic fibres | PM_60_30_10 : Access times
|  |  | Co_90_50_95 : Wastewater storage complexes | SL_42_40_79 : Snooker | Ss_25_15_60 : Pedestrian safety barrier and guarding systems | Pr_20_31_02 : Adhesives and bonding compounds | PM_60_30_20 : Contract area
|  |  | Co_90_50_96 : Water storage complexes | SL_42_40_90 : Ten pin bowling alleys | Ss_25_15_60_05 : Balustrade and guarding systems | Pr_20_31_02_02 : Acrylic anaerobic adhesives | PM_60_30_55 : Mobilization
|  |  | En_20 : Administrative, commercial and protective service entities | SL_42_55 : Outdoor activity spaces | Ss_25_15_60_14 : Composite barrier systems | Pr_20_31_02_03 : Acrylic and methacrylate adhesives | PM_60_30_80 : Site services
|  |  | En_20_10 : Legislative entities | SL_42_55_01 : Archery ranges | Ss_25_15_60_15 : Composite pedestrian parapet systems | Pr_20_31_02_04 : All-purpose pastes | PM_60_30_96 : Working area
|  |  | En_20_10_45 : Governmental buildings | SL_42_55_07 : BMX cycling tracks | Ss_25_15_60_16 : Composite post and panel barrier systems | Pr_20_31_02_06 : Bio-resin adhesives | PM_60_50 : Meetings and records
|  |  | En_20_15 : Administrative office entities | SL_42_55_08 : Bowling greens | Ss_25_15_60_17 : Composite post and rail barrier systems | Pr_20_31_02_07 : Bitumen bonding compounds | PM_60_50_40 : Labour and equipment record
|  |  | En_20_15_10 : Multiple occupation office buildings | SL_42_55_17 : Cross-country cycling courses | Ss_25_15_60_18 : Concrete post and rail barrier systems | Pr_20_31_02_08 : Bitumen-based bonding compounds | PM_60_50_50 : Meeting minutes
|  |  | En_20_15_70 : Single occupation office buildings | SL_42_55_18 : Cross country equestrian courses | Ss_25_15_60_35 : Handrail systems | Pr_20_31_02_09 : Bitumen rubber emulsion adhesives | PM_60_50_60 : Progress record
|  |  | En_20_20 : Secular representative entities | SL_42_55_19 : Cross-country rallying courses | Ss_25_15_60_37 : Hoop barrier systems | Pr_20_31_02_11 : Casein adhesives | PM_60_50_75 : Site meeting agenda
|  |  | En_20_20_10 : Buildings for representatives of nation states abroad | SL_42_55_20 : Cross-country running courses | Ss_25_15_60_52 : Metal modular barrier systems | Pr_20_31_02_12 : Cementitious adhesives | PM_60_70 : Risk management
|  |  | En_20_20_40 : Local government buildings | SL_42_55_23 : Dog racing tracks | Ss_25_15_60_53 : Metal pedestrian parapet systems | Pr_20_31_02_13 : Cementitious bonding compounds | PM_60_70_10 : Considerate Constructors scheme
|  |  | En_20_20_50 : National government buildings | SL_42_55_26 : Equestrian arenas | Ss_25_15_60_54 : Metal post and mesh panel barrier systems | Pr_20_31_02_15 : Cold-applied bitumen bonding compounds | PM_60_70_15 : Constructing Better Health scheme
|  |  | En_20_20_70 : Regional government buildings | SL_42_55_35 : Golf fairways | Ss_25_15_60_55 : Metal post and panel barrier systems | Pr_20_31_02_18 : Cold water pastes | PM_60_70_17 : Construction phase health and safety plan
|  |  | En_20_45 : Motor vehicle maintenance and fuelling entities | SL_42_55_39 : Horse racing courses | Ss_25_15_60_56 : Metal post and rail barrier systems | Pr_20_31_02_21 : Damp-proof course joint sealer adhesives | PM_60_70_20 : Demolition hazard report
|  |  | En_20_45_50 : Motor vehicle fuelling and charging entities | SL_42_55_53 : Motor racing tracks | Ss_25_15_60_57 : Metal vertical bar pedestrian guard rail systems | Pr_20_31_02_26 : Epoxy resin-based adhesives | PM_60_70_25 : Execution hazard report
|  |  | En_20_45_54 : Motor vehicle servicing and repair entities | SL_42_55_60 : Parkour courses | Ss_25_15_60_60 : Pedestrian parapet systems | Pr_20_31_02_28 : Epoxy resin-based bonding compounds | PM_60_70_30 : Freight vehicle safety requirement
|  |  | En_20_50 : Commercial entities | SL_42_55_65 : Putting greens | Ss_25_15_60_65 : Post and panel barrier systems | Pr_20_31_02_29 : Epoxy resin ballast glue | PM_60_70_35 : Health and safety information
|  |  | En_20_50_05 : Auction buildings | SL_42_55_72 : Road running courses | Ss_25_15_60_66 : Post and rail barrier systems | Pr_20_31_02_33 : Gilding size | PM_60_70_40 : Health and safety statement
|  |  | En_20_50_22 : Department stores | SL_42_55_76 : Skateboarding parks | Ss_25_15_60_67 : Post and wire or rope barrier systems | Pr_20_31_02_35 : Gypsum-based adhesives | PM_60_70_45 : Health and safety hazard report
|  |  | En_20_50_29 : Financial and professional services buildings | SL_42_55_82 : Speedway tracks | Ss_25_15_60_68 : Post and wire barrier systems | Pr_20_31_02_36 : Heavy duty pastes | PM_60_70_55 : Pre-construction information
|  |  | En_20_50_50 : Markets | SL_42_55_96 : Walking trails | Ss_25_15_60_96 : Wood post and panel barrier systems | Pr_20_31_02_37 : Hot-applied bitumen bonding compounds | PM_60_70_60 : Product hazard report
|  |  | En_20_50_55 : Motor vehicle sales entities | SL_42_80 : Sports and activity ancillary spaces | Ss_25_15_60_97 : Wood post and rail barrier systems | Pr_20_31_02_38 : High-performance ready-mixed adhesives | PM_60_80 : Completion
|  |  | En_20_50_80 : Shop units | SL_42_80_65 : Press boxes | Ss_25_15_85 : Sports barrier systems | Pr_20_31_02_50 : Masonry injection resin | PM_60_80_15 : Contracts closure
|  |  | En_20_50_85 : Supermarkets | SL_42_80_88 : Technical areas and dugouts | Ss_25_15_85_55 : Multi-use games fencing systems | Pr_20_31_02_52 : Modified silane (MS) polymer adhesives | PM_60_80_20 : Defects rectification report
|  |  | En_20_50_97 : Wholesale buildings | SL_42_85 : Swimming spaces | Ss_25_16 : Fixed traffic and protective barrier systems | Pr_20_31_02_56 : Natural rubber-based and latex adhesives | PM_60_80_30 : Final inspection report
|  |  | En_20_55 : Postal communications entities | SL_42_85_23 : Diving pools | Ss_25_16_04 : Artificial reef systems | Pr_20_31_02_57 : Non bitumen-based bonding compounds | PM_60_80_35 : Handover strategy
|  |  | En_20_55_65 : Post office buildings | SL_42_85_82 : Splash pools | Ss_25_16_05 : Avalanche and snow barrier systems | Pr_20_31_02_59 : Overlap and border adhesives | PM_60_80_40 : Health and safety file
|  |  | En_20_55_80 : Sorting office buildings | SL_42_85_83 : Swimming pools | Ss_25_16_08 : Blast barrier systems | Pr_20_31_02_60 : Parchment size | PM_60_80_45 : List of spares and consumables
|  |  | En_20_60 : Military entities | SL_42_85_94 : Water flumes | Ss_25_16_08_44 : Jet blast deflection systems | Pr_20_31_02_61 : Phenolic, resorcinol and formaldehyde | PM_60_80_50 : Maintenance schedules
|  |  | En_20_60_02 : Air force buildings | SL_42_85_97 : Wave pools | Ss_25_16_21 : Debris flow barrier systems | Pr_20_31_02_62 : Polyurethane (PUR) adhesives | PM_60_80_55 : Operating instruction
|  |  | En_20_60_10 : Army buildings | SL_42_85_98 : Whirlpool/ spa pools | Ss_25_16_30 : Fish barrier systems | Pr_20_31_02_63 : Polyurethane (PUR) ballast reinforcement | PM_60_80_60 : Plant log book
|  |  | En_20_60_56 : Navy buildings | SL_42_90 : Water activity spaces | Ss_25_16_46 : Landslide barrier systems | Pr_20_31_02_64 : Polyurethane (PUR) based resin binders | PM_60_80_62 : Pre-handover plan
|  |  | En_20_65 : Law enforcement operational entities | SL_42_90_11 : Canoe slalom courses | Ss_25_16_70 : Rail barrier systems | Pr_20_31_02_65 : Polyvinyl acetate (PVAc) adhesives | PM_60_80_64 : Project completion report
|  |  | En_20_65_09 : Police buildings | SL_42_90_12 : Canoe sprint courses | Ss_25_16_73 : Road barrier systems | Pr_20_31_02_66 : Polyvinyl acetate (PVAc) bonding compounds | PM_60_80_80 : Snags completion report
|  |  | En_20_70 : Judicial entities | SL_42_90_50 : Motor boat courses | Ss_25_16_73_26 : Environment protection screen systems | Pr_20_31_02_71 : Resin binders | PM_60_80_85 : Tenants' handbook
|  |  | En_20_70_40 : Law court buildings | SL_42_90_73 : Rowing courses | Ss_25_16_73_80 : Socket for temporary barrier systems | Pr_20_31_02_80 : Solvent-based synthetic rubber resin adhesives | PM_60_80_90 : Training documentation
|  |  | En_20_75 : Detention entities | SL_42_90_75 : Sailing courses | Ss_25_16_75 : Rock armour systems | Pr_20_31_02_81 : Solvent-free cellulose adhesives | PM_60_90 : Post project assurance
|  |  | En_20_75_10 : Detention buildings | SL_42_90_97 : Water skiing courses | Ss_25_16_76 : Rockfall barrier systems | Pr_20_31_02_82 : Solvent-free synthetic rubber resin adhesives | PM_60_90_12 : Compliance and certification document
|  |  | En_20_80 : Weapons training ranges | SL_42_90_98 : White water canoe courses | Ss_25_16_80 : Sea wall systems | Pr_20_31_02_83 : Solvent welding cement | PM_60_90_20 : Design compliance review
|  |  | En_20_80_29 : Firing range buildings | SL_42_95 : Winter sports spaces | Ss_25_16_94 : Vehicle restraint systems | Pr_20_31_02_84 : Styrene butadiene rubber (SBR) bonding compounds | PM_60_90_31 : Fire safety acceptance certificate
|  |  | En_20_80_30 : Exterior firing ranges | SL_42_95_02 : Alpine skiing courses | Ss_25_16_94_10 : Bollard systems | Pr_20_31_02_85 : Synthetic bonding compounds | PM_60_90_33 : Gateway review
|  |  | En_20_90 : Incident support entities | SL_42_95_04 : Artificial ski slopes | Ss_25_16_94_14 : Combined metal and concrete vehicle safety parapet systems | Pr_20_31_02_94 : Vermiculite-based adhesives | PM_60_90_34 : Governance strategy
|  |  | En_20_90_10 : Fire and rescue training buildings | SL_42_95_08 : Bobsleigh courses | Ss_25_16_94_16 : Concrete safety barrier (CSB) system | Pr_20_31_02_95 : Vinyl adhesives | PM_60_90_35 : Government soft landings requirements
|  |  | En_20_90_15 : Fire station buildings | SL_42_95_19 : Cross-country skiing courses | Ss_25_16_94_44 : Low-speed precast concrete safety parapet (PCONC) systems | Pr_20_31_02_97 : Welding paste and solvents | PM_60_90_36 : Handover board record of acceptance for occupation
|  |  | En_25 : Cultural, educational, scientific and information entities | SL_42_95_20 : Curling rinks | Ss_25_16_94_46 : Low-speed masonry safety parapet (PMAS) systems | Pr_20_31_03 : Admixtures | PM_60_90_42 : Investment appraisal
|  |  | En_25_05 : Commemoration entities | SL_42_95_32 : Freestyle skiing courses | Ss_25_16_94_48 : Low-speed metal vehicle safety parapet systems | Pr_20_31_03_01 : Adherence proofing concrete admixtures | PM_60_90_58 : Option analysis support paper
|  |  | En_25_05_04 : Artworks | SL_42_95_40 : Ice skating rinks | Ss_25_16_94_50 : Metal vehicle safety fence systems | Pr_20_31_03_02 : Air entraining and plasticizing concrete admixtures | PM_60_90_64 : Post-project evaluation
|  |  | En_25_05_94 : Viewpoints | SL_42_95_76 : Short track speed skating tracks | Ss_25_16_94_65 : Protective rail systems | Pr_20_31_03_03 : Air entraining and plasticizing mortar and screed admixtures | PM_60_90_66 : Project Assurance Group (PAG) sign off
|  |  | En_25_10 : Educational entities | SL_42_95_79 : Ski jumps | Ss_25_16_94_95 : Vehicle safety control systems | Pr_20_31_03_15 : Concrete expanding agents | PM_60_90_70 : Risk potential assessment
|  |  | En_25_10_10 : Pre-school educational buildings | SL_42_95_80 : Snowboarding courses | Ss_25_16_94_97 : Wire rope safety fence (WRSF) systems | Pr_20_31_03_16 : Concrete foaming agents | PM_60_90_75 : Security policy
|  |  | En_25_10_20 : Infant educational buildings | SL_42_95_83 : Speed skating courses | Ss_25_17 : Dam and levee structure systems | Pr_20_31_03_17 : Corrosion inhibiting admixtures | PM_60_90_80 : Site risk assessment
|  |  | En_25_10_30 : Primary educational buildings | SL_45 : Residential spaces | Ss_25_17_05 : Arch dam systems | Pr_20_31_03_31 : Frostproofing concrete admixtures | PM_60_90_85 : Site risk management
|  |  | En_25_10_40 : Secondary educational buildings | SL_45_10 : Living spaces | Ss_25_17_10 : Buttress dam systems | Pr_20_31_03_36 : Hardening and accelerating concrete admixtures | PM_60_90_96 : Works completion certificates
|  |  | En_25_10_50 : Pre_tertiary educational buildings | SL_45_10_06 : Balconies | Ss_25_17_25 : Embankment dam and levee systems | Pr_20_31_03_38 : High range water reducing and superplasticizing concrete admixtures | PM_70 : Asset Management
|  |  | En_25_10_60 : Tertiary educational buildings | SL_45_10_08 : Bed/ studies | Ss_25_17_35 : Gravity dam systems | Pr_20_31_03_52 : Mid-range water reducing and super plasticizing concrete admixtures | PM_70_10 : Asset strategy, planning and management
|  |  | En_25_10_70 : Adult educational buildings | SL_45_10_09 : Bedrooms | Ss_25_20 : Wall cladding systems | Pr_20_31_03_58 : Oil proofing concrete admixtures | PM_70_10_10 : Asset register
|  |  | En_25_30 : Scientific and laboratory entities | SL_45_10_12 : Caravan pitches | Ss_25_20_08 : Board cladding systems | Pr_20_31_03_64 : Polymer admixtures | PM_70_10_20 : Design life
|  |  | En_25_30_40 : Laboratory buildings | SL_45_10_14 : Communal living rooms | Ss_25_20_08_95 : Weatherboarding systems | Pr_20_31_03_76 : Set-accelerating concrete admixtures | PM_70_10_55 : Maintenance requirements
|  |  | En_25_30_50 : Meteorological stations | SL_45_10_16 : Concierge offices | Ss_25_20_14 : Composite panel cladding systems | Pr_20_31_03_77 : Set-accelerating, water reducing and plasticizing concrete admixtures | PM_70_10_60 : Performance analysis
|  |  | En_25_30_60 : Observatory buildings | SL_45_10_18 : Conservatories | Ss_25_20_14_52 : Metal composite panel cladding systems | Pr_20_31_03_78 : Set-retarding concrete, mortar and plaster admixtures | PM_70_10_65 : Post-operational evaluation
|  |  | En_25_30_66 : Observatory antennae | SL_45_10_22 : Domestic dining rooms | Ss_25_20_14_55 : Metal semi-composite panel cladding systems | Pr_20_31_03_79 : Set-retarding, high range water reducing and superplasticizing concrete admixtures | PM_70_10_80 : Service life report
|  |  | En_25_30_70 : Research buildings | SL_45_10_23 : Domestic kitchens | Ss_25_20_15 : Concrete cladding systems | Pr_20_31_03_80 : Set-retarding, water reducing and plasticizing concrete admixtures | PM_70_20 : Space management
|  |  | En_25_30_77 : Seed banks | SL_45_10_24 : Dormitories | Ss_25_20_15_16 : Concrete panel cladding systems | Pr_20_31_03_84 : Sprayed concrete admixtures | PM_70_20_10 : Accommodation and layout diagram
|  |  | En_25_30_90 : Triangulation pillars | SL_45_10_37 : Hotel rooms | Ss_25_20_33 : Glass fibre reinforced concrete (GRC) cladding systems | Pr_20_31_03_94 : Viscosity modifying admixtures | PM_70_20_75 : Space design
|  |  | En_25_50 : Exhibition entities | SL_45_10_44 : Kitchen/ dining rooms | Ss_25_20_33_35 : GRC cladding systems | Pr_20_31_03_95 : Waterproofing concrete admixtures | PM_70_20_80 : Space planning
|  |  | En_25_50_02 : Art exhibition buildings | SL_45_10_49 : Living rooms | Ss_25_20_34 : Glass fibre reinforced gypsum (GRG) cladding systems | Pr_20_31_03_96 : Waterproofing mortar admixtures | PM_70_20_85 : Space standard
|  |  | En_25_50_15 : Collection exhibition buildings | SL_45_10_57 : Nursing home bedrooms | Ss_25_20_34_35 : GRG cladding systems | Pr_20_31_03_97 : Water-reducing and plasticizing concrete admixtures | PM_70_30 : Asset management costs
|  |  | En_25_50_29 : Fauna exhibition buildings | SL_45_10_60 : Panic rooms | Ss_25_20_35 : Glass fibre reinforced plastics (GRP) cladding systems | Pr_20_31_03_98 : Water-retaining concrete admixtures | PM_70_30_50 : Maintenance costing
|  |  | En_25_50_30 : Fauna exhibition grounds | SL_45_10_85 : Studies | Ss_25_20_35_35 : GRP cladding systems | Pr_20_31_04 : Aggregates | PM_70_30_60 : Office services costing
|  |  | En_25_50_31 : Flora exhibition buildings | SL_45_10_88 : Tent pitches | Ss_25_20_50 : Metal sheet cladding systems | Pr_20_31_04_01 : Air cooled steel slag | PM_70_30_80 : Staff costing
|  |  | En_25_50_32 : Flora exhibition grounds | SL_45_10_93 : Utility rooms | Ss_25_20_50_05 : Aluminium sheet cladding systems | Pr_20_31_04_02 : All-in normal and heavyweight aggregates | PM_70_30_90 : Utilities costing
|  |  | En_25_50_54 : Multipurpose exhibition buildings | SL_45_10_94 : Verandas | Ss_25_20_50_15 : Copper sheet cladding systems | Pr_20_31_04_04 : Armourstone coarse aggregates | PM_70_50 : Emergency procedures
|  |  | En_25_70 : Information entities | SL_50 : Waste disposal spaces | Ss_25_20_50_45 : Lead sheet cladding systems | Pr_20_31_04_05 : Barytes aggregates | PM_70_50_20 : Disaster recovery strategy
|  |  | En_25_70_02 : Archive buildings | SL_50_10 : Gas waste collection spaces | Ss_25_20_50_50 : Lead-wrapped panel cladding systems | Pr_20_31_04_06 : Base, bed and fill all-in aggregates | PM_70_50_30 : Fire strategy
|  |  | En_25_70_13 : Conference buildings | SL_50_20 : Wet waste collection spaces | Ss_25_20_50_85 : Stainless steel sheet cladding systems | Pr_20_31_04_07 : Base, bed and fill coarse aggregates | PM_70_50_80 : Security strategy
|  |  | En_25_70_42 : Information kiosks/ stands | SL_50_20_10 : Wet waste collection spaces | Ss_25_20_50_95 : Zinc sheet cladding systems | Pr_20_31_04_08 : Base, bed and fill fine aggregates | PM_70_60 : Asset risk management
|  |  | En_25_70_47 : Library buildings | SL_50_30 : Drainage collection spaces | Ss_25_20_60 : Panel and sheet cladding systems | Pr_20_31_04_09 : Blinding coarse aggregates | PM_70_60_35 : Health and safety information
|  |  | En_25_90 : Worship entities | SL_50_40 : Dry waste collection spaces | Ss_25_20_68 : Profiled sheet cladding systems | Pr_20_31_04_10 : Blinding fine aggregates | PM_70_60_40 : Health and safety statement
|  |  | En_25_90_30 : Faith worship buildings | SL_50_50 : Gas waste treatment and disposal spaces | Ss_25_20_68_30 : Fibre cement profiled sheet cladding systems | Pr_20_31_04_11 : Bonded surfacing decorative aggregates | PM_70_60_45 : Health and safety strategy
|  |  | En_30 : Industrial entities | SL_50_50_92 : Waste gas treatment spaces | Ss_25_20_68_50 : Metal profiled sheet cladding systems | Pr_20_31_04_13 : Coarse general aggregates | unknown
|  |  | En_30_10 : Mineral extraction entities | SL_50_60 : Wet waste treatment and disposal spaces | Ss_25_20_68_65 : Plastics profiled sheet cladding systems | Pr_20_31_04_15 : Coarse lightweight aggregates for concrete and mortar
|  |  | En_30_10_57 : Offshore oil and gas extraction platforms | SL_50_60_94 : Waste liquids treatment spaces | Ss_25_20_70 : Rainscreen cladding systems | Pr_20_31_04_16 : Coarse normal and heavyweight aggregates
|  |  | En_30_10_58 : Offshore oil and gas extraction pipelines | SL_50_70 : Drainage treatment and disposal spaces | Ss_25_20_70_25 : Drained and back-ventilated rainscreen cladding systems | Pr_20_31_04_20 : Crushed stone aggregates
|  |  | En_30_10_59 : Onshore oil and gas extraction structures | SL_50_75 : Wastewater treatment and disposal spaces | Ss_25_20_70_65 : Pressure equalized rainscreen cladding systems | Pr_20_31_04_25 : Expanded clay lightweight aggregates
|  |  | En_30_10_60 : Onshore oil and gas extraction pipelines | SL_50_75_40 : Wastewater treatment spaces | Ss_25_20_72 : Sheet cladding systems | Pr_20_31_04_26 : Expanded glass aggregates
|  |  | En_30_10_80 : Spoil heaps | SL_50_75_70 : Wastewater disposal spaces | Ss_25_20_72_72 : Rigid sheet cladding systems | Pr_20_31_04_27 : Expanded slag aggregates
|  |  | En_30_10_85 : Surface mining structures | SL_50_80 : Dry waste treatment and disposal spaces | Ss_25_20_85 : Stone cladding systems | Pr_20_31_04_28 : Expanded slate aggregates
|  |  | En_30_10_86 : Surface mining cuttings | SL_50_80_40 : Dry waste treatment spaces | Ss_25_20_85_50 : Manufactured stone cladding systems | Pr_20_31_04_29 : Fine aggregates
|  |  | En_30_10_90 : Underground mining structures | SL_50_80_70 : Dry waste disposal spaces | Ss_25_20_85_55 : Natural stone cladding systems | Pr_20_31_04_30 : Fine general aggregates
|  |  | En_30_30 : Mineral processing entities | SL_50_90 : Radioactive waste disposal spaces | Ss_25_20_90 : Unit cladding systems | Pr_20_31_04_31 : Fine lightweight aggregates for concrete and mortar
|  |  | En_30_30_33 : Gas processing structures | SL_55 : Piped supply spaces | Ss_25_20_90_13 : Clay plain tile cladding systems | Pr_20_31_04_32 : Fine normal and heavyweight aggregates
|  |  | En_30_30_58 : Oil processing structures | SL_55_05 : Gas extraction and treatment | Ss_25_20_90_15 : Concrete plain tile cladding systems | Pr_20_31_04_35 : Granular cork aggregates
|  |  | En_30_30_59 : Ore processing structures | SL_55_05_30 : Gas extraction spaces | Ss_25_20_90_30 : Fibre cement slate cladding systems | Pr_20_31_04_42 : Iron ore aggregates
|  |  | En_30_40 : Animal and plant products processing entities | SL_55_05_70 : Gas treatment spaces | Ss_25_20_90_50 : Metal tile cladding systems | Pr_20_31_04_44 : Jointing fine aggregates
|  |  | En_30_40_01 : Animal processing buildings | SL_55_10 : Liquid fuel extraction and treatment | Ss_25_20_90_55 : Natural slate cladding systems | Pr_20_31_04_46 : Laying course fine aggregates
|  |  | En_30_40_20 : Crop processing buildings | SL_55_10_10 : Oil extraction spaces | Ss_25_20_90_65 : Precast concrete cladding systems | Pr_20_31_04_48 : Loose surfacing decorative aggregates
|  |  | En_30_40_30 : Fish processing buildings | SL_55_10_50 : Oil treatment spaces | Ss_25_20_90_95 : Wood shingle or shake cladding systems | Pr_20_31_04_51 : Mortar aggregates
|  |  | En_30_40_40 : Horticultural processing buildings | SL_55_15 : Water extraction and treatment spaces | Ss_25_25 : Wall lining systems | Pr_20_31_04_52 : Mortar coarse aggregates
|  |  | En_30_40_90 : Timber processing buildings | SL_55_15_10 : Water extraction spaces | Ss_25_25_05 : Acoustic panel systems | Pr_20_31_04_53 : Mortar fine aggregates
|  |  | En_30_50 : Manufacturing entities | SL_55_15_50 : Water treatment spaces | Ss_25_25_45 : Lining and casing systems | Pr_20_31_04_56 : Natural stone aggregates
|  |  | En_30_50_15 : Cranes | SL_55_20 : Gas supply spaces | Ss_25_25_45_25 : Duct and wall panel lining systems | Pr_20_31_04_57 : Natural stone dusts
|  |  | En_30_50_50 : Manufacturing buildings | SL_55_30 : Fire extinguishing supply spaces | Ss_25_25_45_33 : Gypsum board casing systems | Pr_20_31_04_60 : Pea gravel
|  |  | En_30_60 : Cleaning and maintenance entities | SL_55_40 : Steam supply spaces | Ss_25_25_45_35 : Gypsum board wall lining systems | Pr_20_31_04_61 : Perlite aggregates
|  |  | En_30_60_40 : Laundry buildings | SL_55_50 : Liquid fuel supply spaces | Ss_25_25_45_50 : Metal framed wall lining systems | Pr_20_31_04_62 : Permeable laying course aggregates
|  |  | En_30_60_94 : Vehicle cleaning buildings | SL_55_60 : Process liquid supply spaces | Ss_25_25_45_70 : Rigid sheet wall lining and casing systems | Pr_20_31_04_71 : Recycled lightweight aggregates
|  |  | En_30_70 : Process entities | SL_55_65 : Ventilation and air conditioning spaces | Ss_25_25_45_88 : Timber board casing systems | Pr_20_31_04_72 : Recycled rubber granules
|  |  | En_30_70_13 : Chimney stacks | SL_55_70 : Water supply spaces | Ss_25_25_45_90 : Timber board wall lining systems | Pr_20_31_04_77 : Scrap iron aggregates
|  |  | En_30_70_15 : Conveyors | SL_55_90 : Piped solids supply spaces | Ss_25_25_70 : Radiation shielding lining systems | Pr_20_31_04_79 : Single sized aggregates
|  |  | En_30_70_17 : Cooling towers | SL_60 : Heating, cooling and refrigeration spaces | Ss_25_25_75 : Rigid sheet fine lining and panelling systems | Pr_20_31_04_80 : Soil amelioration aggregates
|  |  | En_30_70_33 : Gantries | SL_60_30 : Rail and paving heating spaces | Ss_25_25_75_05 : Acoustic panel lining systems | Pr_20_31_04_85 : Surface dressing aggregates
|  |  | En_30_80 : Mechanical power generation | SL_60_40 : Space heating and cooling spaces | Ss_25_25_75_30 : Framed wood panel lining systems | Pr_20_31_04_86 : Surface treatment fine aggregates
|  |  | En_30_80_96 : Watermills | SL_60_60 : Refrigeration spaces | Ss_25_25_75_63 : Plastics panel lining systems | Pr_20_31_04_94 : Vermiculite aggregates
|  |  | En_30_80_97 : Windmills | SL_60_80 : Drying spaces | Ss_25_25_75_65 : Plastics veneered panel lining systems | Pr_20_31_12 : Cements and limes
|  |  | En_30_85 : Marine and water entities | SL_60_80_25 : Drying rooms | Ss_25_25_75_85 : Specialist faced panel lining systems | Pr_20_31_12_11 : Calcium aluminate cements
|  |  | En_30_85_07 : Boathouse buildings | SL_70 : Electrical power generation and lighting spaces | Ss_25_25_75_95 : Wood veneered panel lining systems | Pr_20_31_12_13 : Cement/cement replacement materials
|  |  | En_30_85_08 : Boatyard buildings | SL_70_10 : Electrical power generation | Ss_25_25_85 : Stone lining systems | Pr_20_31_12_39 : Hydraulic limes
|  |  | En_30_85_24 : Dry docks | SL_70_10_91 : Turbine rooms | Ss_25_25_85_50 : Manufactured stone lining systems | Pr_20_31_12_50 : Masonry cements
|  |  | En_30_85_80 : Shipyard buildings | SL_70_30 : Electricity distribution and transmission | Ss_25_25_85_55 : Natural stone lining systems | Pr_20_31_12_57 : Non-hydraulic lime putties
|  |  | En_30_90 : Warehousing and distribution entities | SL_75 : Communications, security, safety and protection spaces | Ss_25_25_95 : Wall sheathing systems | Pr_20_31_12_58 : Non-hydraulic limes
|  |  | En_30_90_33 : Goods warehousing buildings | SL_75_10 : Communication spaces | Ss_25_25_95_28 : External wall sheathing systems | Pr_20_31_12_59 : Oyster shells
|  |  | En_30_90_35 : Goods distribution buildings | SL_75_10_23 : Digital data transmission networks | Ss_25_30 : Door and window systems | Pr_20_31_12_60 : Portland cements
|  |  | En_32 : Water and land management entities | SL_75_10_70 : Radio broadcast control booths | Ss_25_30_15 : Concrete wall glazing systems | Pr_20_31_12_86 : Sulfate-resisting Portland cements
|  |  | En_32_10 : Agricultural and horticultural entities | SL_75_10_73 : Radio studios | Ss_25_30_15_66 : Precast concrete security window systems | Pr_20_31_16 : Concretes
|  |  | En_32_10_02 : Arable buildings | SL_75_10_75 : Server rooms | Ss_25_30_20 : Door, shutter and hatch systems | Pr_20_31_16_12 : Cement-bound granular mixtures
|  |  | En_32_10_04 : Arable land | SL_75_10_88 : Telecommunications control spaces | Ss_25_30_20_16 : Collapsible gate and grille doorset systems | Pr_20_31_16_21 : Designated concrete
|  |  | En_32_10_20 : Coppices | SL_75_10_89 : Telephone boxes and booths | Ss_25_30_20_25 : Doorset systems | Pr_20_31_16_22 : Designed concrete
|  |  | En_32_10_28 : Fishing buildings | SL_75_10_90 : Telephone exchange spaces | Ss_25_30_20_30 : Frame and door leaf systems | Pr_20_31_16_29 : Fine bedding concretes
|  |  | En_32_10_29 : Fishing cages | SL_75_10_91 : Television broadcast control booths | Ss_25_30_20_32 : Frameless glass door systems | Pr_20_31_16_30 : Fly ash bound mixtures
|  |  | En_32_10_30 : Forestry buildings | SL_75_10_93 : Television studios | Ss_25_30_20_35 : Hatch systems | Pr_20_31_16_31 : Foamed concrete
|  |  | En_32_10_31 : Forestry plantations | SL_75_30 : Signalling spaces | Ss_25_30_20_37 : High security doorset systems | Pr_20_31_16_37 : High strength concrete
|  |  | En_32_10_39 : Horticultural buildings | SL_75_30_80 : Signal boxes | Ss_25_30_20_38 : High speed doorset systems | Pr_20_31_16_39 : Hydraulic road binder bound mixtures
|  |  | En_32_10_40 : Horticultural land | SL_75_40 : Electronic security spaces | Ss_25_30_20_39 : Hinged doorset systems | Pr_20_31_16_66 : Pre-blended concretes
|  |  | En_32_10_46 : Livestock buildings | SL_75_40_28 : Electronic security control rooms | Ss_25_30_20_40 : Industrial doorset systems | Pr_20_31_16_67 : Prescribed concrete
|  |  | En_32_10_47 : Livestock paddocks and fields | SL_75_50 : Safety and protection spaces | Ss_25_30_20_45 : Loading bay doorset systems | Pr_20_31_16_68 : Proprietary concretes
|  |  | En_32_10_93 : Vineyard/ winery buildings | SL_75_60 : Environmental safety | Ss_25_30_20_46 : Louvre doorset systems | Pr_20_31_16_70 : Resin concretes
|  |  | En_32_10_94 : Vineyard plantations | SL_75_70 : Control and management spaces | Ss_25_30_20_62 : Pivot doorset systems | Pr_20_31_16_72 : Roman concretes
|  |  | En_32_35 : Grounds | SL_75_80 : Protection spaces | Ss_25_30_20_70 : Revolving doorset systems | Pr_20_31_16_76 : Self-compacting concretes
|  |  | En_32_35_33 : Gardens | SL_80 : Transport spaces | Ss_25_30_20_73 : Roller grille doorset systems | Pr_20_31_16_78 : Slag bound mixtures
|  |  | En_32_35_36 : Hard landscapes | SL_80_05 : Aerospace ground spaces | Ss_25_30_20_74 : Roller shutter doorset systems | Pr_20_31_16_80 : Small-area repair concretes
|  |  | En_32_35_80 : Soft landscapes | SL_80_05_02 : Aeroplane landing strips | Ss_25_30_20_76 : Sectional overhead doorset systems | Pr_20_31_16_84 : Sprayed concretes
|  |  | En_32_40 : Land managed entities | SL_80_05_03 : Aeroplane runways | Ss_25_30_20_77 : Sliding doorset systems | Pr_20_31_16_85 : Standardized prescribed concrete
|  |  | En_32_40_20 : Cuttings | SL_80_05_04 : Aircraft fuelling spaces | Ss_25_30_20_78 : Sliding folding doorset systems | Pr_20_31_16_92 : Ultra high performance concrete
|  |  | En_32_40_26 : Embankments | SL_80_05_05 : Aircraft manoeuvring areas | Ss_25_30_20_80 : Sliding stacking panel partition systems | Pr_20_31_35 : Granules and powders
|  |  | En_32_40_30 : False cuttings | SL_80_05_06 : Aircraft standing areas | Ss_25_30_20_84 : Strip curtain doorset systems | Pr_20_31_35_11 : Carborundum
|  |  | En_32_50 : Marine and water side entities | SL_80_05_07 : Aircraft storage spaces | Ss_25_30_20_93 : Up over doorset systems | Pr_20_31_35_22 : Diatomaceous earth
|  |  | En_32_50_22 : Dock buildings | SL_80_05_33 : Gliding runways | Ss_25_30_29 : Fire and smoke curtain systems | Pr_20_31_35_30 : Fly ash
|  |  | En_32_50_44 : Jetties | SL_80_05_37 : Hang gliding launch spaces | Ss_25_30_29_38 : Horizontal fire curtain systems | Pr_20_31_35_33 : Granulated blast furnace slag
|  |  | En_32_50_46 : Landing stages | SL_80_05_38 : Helipads | Ss_25_30_29_39 : Horizontal smoke curtain systems | Pr_20_31_35_34 : Ground granulated blast furnace slag
|  |  | En_32_50_63 : Piers | SL_80_10 : Loading and embarkation spaces | Ss_25_30_29_94 : Vertical fire curtain systems | Pr_20_31_35_35 : Gypsum
|  |  | En_32_50_69 : Quays | SL_80_10_06 : Baggage claim areas | Ss_25_30_29_95 : Vertical smoke curtain systems | Pr_20_31_35_47 : Limestone fines
|  |  | En_32_50_98 : Wharfs | SL_80_10_07 : Baggage handling areas | Ss_25_30_95 : Window systems | Pr_20_31_35_50 : Marble dust
|  |  | En_32_85 : Water control and retaining entities | SL_80_10_09 : Boarding areas | Ss_25_30_95_26 : External window systems | Pr_20_31_35_51 : Metakaolin
|  |  | En_32_85_10 : Breakwaters | SL_80_10_10 : Bus stops | Ss_25_30_95_41 : Internal window systems | Pr_20_31_35_52 : Microsilica
|  |  | En_32_85_21 : Dams | SL_80_10_12 : Cargo handling areas | Ss_25_30_95_96 : Window walling system | Pr_20_31_35_53 : Mineral pigments
|  |  | En_32_85_23 : Debris screens | SL_80_10_13 : Cargo loading areas | Ss_25_32 : Gate access systems | Pr_20_31_35_56 : Natural pozzolan
|  |  | En_32_85_30 : Flood prevention structures | SL_80_10_16 : Concourses | Ss_25_32_35 : Gate systems | Pr_20_31_35_60 : Partially ground granulated blast furnace slag
|  |  | En_32_85_31 : Flumes | SL_80_10_20 : Customs control areas | Ss_25_32_35_05 : Animal gate systems | Pr_20_31_35_62 : Plaster of Paris
|  |  | En_32_85_35 : Groynes | SL_80_10_33 : Gangways | Ss_25_32_35_15 : Chicane systems | Pr_20_31_35_75 : Sawdust
|  |  | En_32_85_45 : Levees | SL_80_10_55 : Passenger gates | Ss_25_32_35_30 : Folding gate systems | Pr_20_31_35_81 : Silica fume
|  |  | En_32_85_59 : Outfall | SL_80_10_60 : Passport control offices | Ss_25_32_35_37 : Hinged gate systems | Pr_20_31_35_82 : Sintered pulverised fuel ash
|  |  | En_32_85_70 : Reservoirs | SL_80_10_77 : Security screening areas | Ss_25_32_35_41 : In-line inhibitor systems | Pr_20_31_35_86 : Synthetic foam granules
|  |  | En_32_85_77 : Sea dikes | SL_80_15 : Aerospace maintenance spaces | Ss_25_32_35_45 : Kissing gate systems | Pr_20_31_53 : Mortars and grouts
|  |  | En_32_85_80 : Sluices | SL_80_15_01 : Aircraft cleaning spaces | Ss_25_32_35_80 : Sliding gate systems | Pr_20_31_53_08 : Brick slip adhesive mortars
|  |  | En_32_85_82 : Spillways | SL_80_15_04 : Aircraft repair spaces | Ss_25_32_35_85 : Stile systems | Pr_20_31_53_10 : Cement gauged designed mortars
|  |  | En_32_85_84 : Stilling basins | SL_80_15_06 : Airport control spaces | Ss_25_32_35_90 : Turnstile systems | Pr_20_31_53_11 : Cement gauged prescribed mix mortars
|  |  | En_32_85_88 : Tidal barriers | SL_80_15_79 : Spacecraft cleaning spaces | Ss_25_32_60 : Pedestrian access point control barrier systems | Pr_20_31_53_12 : Cementitious and reaction resin grouts
|  |  | En_32_85_96 : Water retaining structures | SL_80_15_81 : Spacecraft preparation spaces | Ss_25_34 : Operable pedestrian barrier systems | Pr_20_31_53_13 : Cementitious grouts
|  |  | En_32_85_97 : Weirs | SL_80_15_82 : Spacecraft repair spaces | Ss_25_34_25 : External automated pedestrian barrier systems | Pr_20_31_53_14 : Cementitious tanking mortars
|  |  | En_32_85_98 : Wells | SL_80_20 : Cableways | Ss_25_34_30 : External manual pedestrian barrier systems | Pr_20_31_53_15 : Concrete repair mortars
|  |  | En_32_95 : Waterways | SL_80_20_13 : Cableways | Ss_25_34_40 : Internal automated pedestrian barrier systems | Pr_20_31_53_18 : Crystallization active slurry mortars
|  |  | En_32_95_14 : Channels | SL_80_30 : Cable transport storage and maintenance spaces | Ss_25_34_43 : Internal manual pedestrian barrier systems | Pr_20_31_53_26 : Epoxy mortars
|  |  | En_32_95_16 : Complex culverts | SL_80_30_34 : Gondola repair and cleaning spaces | Ss_25_34_59 : Operable industrial safety barrier systems | Pr_20_31_53_27 : Epoxy resin grouts
|  |  | En_32_95_23 : Ditches | SL_80_30_35 : Gondola storage spaces | Ss_25_34_60 : Passport control automated e-gate systems | Pr_20_31_53_28 : Epoxy resin-modified cementitious slurries
|  |  | En_32_95_59 : Open channels | SL_80_35 : Highways | Ss_25_34_60_26 : e-passport gate system | Pr_20_31_53_30 : Fibre-reinforced polymer-modified cementitious mortars
|  |  | En_32_95_80 : Simple culverts | SL_80_35_04 : Arrestor beds | Ss_25_34_60_60 : Passport gate system | Pr_20_31_53_31 : Fire-resisting mortars
|  |  | En_32_95_86 : Swales | SL_80_35_08 : Bus manoeuvring areas | Ss_25_34_70 : Railway platform automated barrier systems | Pr_20_31_53_32 : General purpose cement:sand mortars
|  |  | En_32_95_90 : Trenches | SL_80_35_11 : Car manoeuvring areas | Ss_25_36 : Operable traffic barrier systems | Pr_20_31_53_33 : Glass block jointing mortars
|  |  | En_35 : Medical, health, welfare and sanitary entities | SL_80_35_13 : Carraigeways | Ss_25_36_24 : Dry dock automated gate systems | Pr_20_31_53_34 : Glass block pointing mortars
|  |  | En_35_10 : Medical entities | SL_80_35_16 : Central reservations | Ss_25_36_30 : Flood/ storm surge barrier systems | Pr_20_31_53_39 : Hydraulic lime mortars
|  |  | En_35_10_10 : Medical buildings | SL_80_35_18 : Crossover | Ss_25_36_40 : Internal automated traffic barrier systems | Pr_20_31_53_40 : Injection grouts
|  |  | En_35_50 : Welfare entities | SL_80_35_19 : Cycle crossings | Ss_25_36_42 : Internal manual traffic barrier systems | Pr_20_31_53_41 : Injection mortar damp-proof courses
|  |  | En_35_50_21 : Day welfare buildings | SL_80_35_20 : Cycle lanes | Ss_25_36_50 : Marina/ sea gate automated systems | Pr_20_31_53_42 : Injection mortars
|  |  | En_35_50_70 : Residential welfare buildings | SL_80_35_36 : Hard shoulders | Ss_25_36_58 : Operable rail barrier systems | Pr_20_31_53_43 : Intumescent mortars
|  |  | En_35_50_94 : Visitor welfare buildings | SL_80_35_37 : Hard standing | Ss_25_36_62 : Operable water barrier systems | Pr_20_31_53_47 : Lightweight masonry mortars
|  |  | En_35_70 : Funerary entities | SL_80_35_39 : Highway pull off | Ss_25_36_64 : Operable bridge barrier systems | Pr_20_31_53_50 : Masonry grout
|  |  | En_35_70_06 : Body storage buildings | SL_80_35_40 : Highway roundabouts | Ss_25_36_66 : Operable tunnel barrier systems | Pr_20_31_53_52 : Metal anchor and fixings grouts
|  |  | En_35_70_10 : Burial buildings | SL_80_35_42 : Intersections | Ss_25_36_70 : Railway crossing systems | Pr_20_31_53_54 : Mortar repair mortar
|  |  | En_35_70_11 : Burial grounds and cemeteries | SL_80_35_44 : Junctions | Ss_25_36_95 : Vehicle access point control systems | Pr_20_31_53_60 : Paving jointing mortars
|  |  | En_35_70_30 : Funeral buildings | SL_80_35_46 : Lay-bys and passing places | Ss_25_36_95_05 : Automated heavy-duty gate systems | Pr_20_31_53_61 : Paving laying course mortars
|  |  | En_35_70_60 : Medical chimney stacks | SL_80_35_57 : Non-motorized use crossings | Ss_25_36_95_35 : Heavy duty sliding beam barrier systems | Pr_20_31_53_62 : Paving unit priming slurry mortars
|  |  | En_35_80 : Sanitary entities | SL_80_35_59 : Ox-bow layby | Ss_25_36_95_36 : Height restrictor systems | Pr_20_31_53_64 : Polyester resin grouts
|  |  | En_35_80_10 : Bathing buildings | SL_80_35_62 : Pedestrian crossings | Ss_25_36_95_38 : Horizontal swing gate systems | Pr_20_31_53_65 : Polymer-modified cementitious mortars
|  |  | En_35_80_90 : Toilet buildings | SL_80_35_64 : Pedestrian refuges and islands | Ss_25_36_95_40 : Hydraulic ramp systems | Pr_20_31_53_66 : Polymer-modified cementitious slurries
|  |  | En_35_85 : Animal entities | SL_80_35_66 : Police ramp | Ss_25_36_95_50 : Movable bollard and car park post systems | Pr_20_31_53_71 : Resin grouts
|  |  | En_35_85_02 : Animal cage buildings | SL_80_35_70 : Railway crossings | Ss_25_36_95_70 : Rising arm barrier systems | Pr_20_31_53_76 : Self-hardening slurry mixes
|  |  | En_35_85_03 : Animal pen buildings | SL_80_35_71 : Refuge area | Ss_25_36_95_85 : Static bollard systems | Pr_20_31_53_88 : Thin-layer mortars
|  |  | En_35_85_84 : Stable buildings | SL_80_35_72 : Rest area | Ss_25_36_95_94 : Vehicle flow plate systems | Pr_20_31_53_90 : Thixotropic resin grouts
|  |  | En_35_85_85 : Stable yards | SL_80_35_77 : Side reservations | Ss_25_36_95_96 : Vehicle stop systems | Pr_20_31_53_96 : Waterproof mortars
|  |  | En_35_90 : Animal medical, health, welfare and funerary entities | SL_80_35_78 : Side road carriageways | Ss_25_38 : Wall and barrier opening hardware systems | Pr_20_31_56 : Natural resins
|  |  | En_35_90_10 : Animal cemeteries | SL_80_35_80 : Slip road carriageways | Ss_25_38_20 : Door, window and gate hardware systems | Pr_20_31_56_11 : Balsam resins
|  |  | En_35_90_30 : Animal funerary buildings | SL_80_35_81 : Soft shoulders | Ss_25_38_20_20 : Door hardware systems | Pr_20_31_56_13 : Benzoin resins
|  |  | En_35_90_50 : Animal medical buildings | SL_80_35_87 : Taxi rank | Ss_25_38_20_30 : Garage door hardware systems | Pr_20_31_56_16 : Copol resins
|  |  | En_40 : Recreational entities | SL_80_35_90 : Truck manoeuvring areas | Ss_25_38_20_33 : Gate hardware systems | Pr_20_31_56_21 : Damar resins
|  |  | En_40_05 : Amusement entities | SL_80_35_94 : Vaulted spaces | Ss_25_38_20_35 : Hatch hardware systems | Pr_20_31_56_46 : Lacquer resins
|  |  | En_40_05_03 : Amusement buildings | SL_80_45 : Highway storage and maintenance spaces | Ss_25_38_20_70 : Relocatable partition hardware systems | Pr_20_31_56_50 : Mastic resins
|  |  | En_40_05_13 : Casinos | SL_80_45_09 : Bus standing spaces | Ss_25_38_20_80 : Shutter hardware systems | Pr_20_31_56_77 : Shellac resins
|  |  | En_40_05_42 : Indoor fairgrounds | SL_80_45_11 : Car park attendant booths | Ss_25_38_20_95 : Window hardware systems | Pr_20_31_56_91 : Turpentine resins
|  |  | En_40_05_60 : Outdoor fairgrounds | SL_80_45_13 : Car park ramps | Ss_25_45 : Wall covering and finish systems | Pr_20_31_86 : Synthetic resins
|  |  | En_40_05_68 : Public amenities | SL_80_45_40 : Indoor car parking spaces | Ss_25_45_02 : Acoustic covering systems | Pr_20_31_86_01 : Acetal resins
|  |  | En_40_20 : Dining entities | SL_80_45_59 : Outdoor car parking spaces | Ss_25_45_02_60 : Parge coat systems | Pr_20_31_86_02 : Acrylic resins
|  |  | En_40_20_23 : Dining buildings | SL_80_45_91 : Truck standing spaces | Ss_25_45_25 : Drapery systems | Pr_20_31_86_03 : Acrylonitrile butadiene styrene (ABS) resins
|  |  | En_40_35 : Historic entities | SL_80_50 : Railways | Ss_25_45_70 : Render and roughcast coating systems | Pr_20_31_86_04 : Alkyd resins
|  |  | En_40_35_10 : Buildings of historic interest | SL_80_50_50 : Marshalling yards | Ss_25_45_70_55 : Multicoat render systems | Pr_20_31_86_27 : Epoxy resins
|  |  | En_40_35_36 : Historic buildings | SL_80_50_58 : Railway overpasses | Ss_25_45_70_60 : Once coat render systems | Pr_20_31_86_28 : Ethylene vinyl acetate (EVA) resins
|  |  | En_40_60 : Performing arts entities | SL_80_50_71 : Railway side reservations | Ss_25_45_72 : Rendered insulation systems | Pr_20_31_86_46 : Liquid crystal polymer resins
|  |  | En_40_60_10 : Multiple performing arts buildings | SL_80_50_75 : Railway tracks | Ss_25_45_72_02 : Adhesive fixed external wall insulation systems | Pr_20_31_86_48 : Long-fibre reinforced plastics resins
|  |  | En_40_60_70 : Single performing arts buildings | SL_80_50_77 : Railway signal control spaces | Ss_25_45_72_42 : Insulated plinth systems | Pr_20_31_86_51 : Melamine formaldehyde (MF) resins
|  |  | En_40_75 : Social recreation entities | SL_80_50_90 : Train stops | Ss_25_45_72_70 : Rail fixed external wall insulation systems | Pr_20_31_86_58 : Phenol formaldehyde (PF) resins
|  |  | En_40_75_10 : Multiple social recreation buildings | SL_80_50_92 : Railway underpasses | Ss_25_45_74 : Rolled paper and fabric covering systems | Pr_20_31_86_59 : Polyamide (PA) resins
|  |  | En_40_75_15 : Club houses | SL_80_60 : Rail maintenance spaces | Ss_25_45_74_70 : Rolled covering systems | Pr_20_31_86_60 : Polycarbonate resins
|  |  | En_40_75_70 : Single social recreation buildings | SL_80_60_11 : Carriage cleaning spaces | Ss_25_45_85 : Sprayed coating systems | Pr_20_31_86_61 : Polyester resins
|  |  | En_40_75_94 : Visitor centres | SL_80_60_26 : Engine fuelling areas | Ss_25_45_85_82 : Sprayed external monolithic coating systems | Pr_20_31_86_62 : Polyethylene (PE) resins
|  |  | En_42 : Sport and activity entities | SL_80_60_27 : Engine inspection pits | Ss_25_45_85_85 : Sprayed internal monolithic coating systems | Pr_20_31_86_63 : Polyethylene terephthalate (PET) resins
|  |  | En_42_15 : Courts, pitches and field sports entities | SL_80_60_28 : Engine servicing areas | Ss_25_45_86 : Suspended render systems | Pr_20_31_86_64 : Polyphenylene sulfide resins
|  |  | En_42_15_06 : Ball courts | SL_80_60_29 : Engine wash areas | Ss_25_45_88 : Tiling systems | Pr_20_31_86_65 : Polypropylene resins
|  |  | En_42_15_81 : Sports grounds | SL_80_60_70 : Rail repair spaces | Ss_25_45_88_25 : External wall tiling systems | Pr_20_31_86_66 : Polystyrene (PS) resins
|  |  | En_42_15_82 : Sports pitches | SL_80_70 : Marine transport spaces | Ss_25_45_88_40 : Internal wall tiling systems | Pr_20_31_86_67 : Polyurethane (PU) resins
|  |  | En_42_40 : Indoor activity entities | SL_80_70_11 : Canal locks | Ss_25_45_88_88 : Terrazzo walling tiling systems | Pr_20_31_86_68 : Polyvinyl chloride (PVC) resins
|  |  | En_42_40_80 : Sports buildings | SL_80_70_37 : Harbour locks | Ss_25_45_88_90 : Tiling and mosaic mortar substrate systems | Pr_20_31_86_77 : Silicone resins
|  |  | En_42_55 : Outdoor activity entities | SL_80_90 : Transport hubs | Ss_25_45_90 : Unit facing systems | Pr_20_31_86_88 : Thermoplastic elastomer (TPE) resins
|  |  | En_42_55_01 : Activity grounds | SL_80_92 : Grid systems | Ss_25_50 : Wall mounted canopy and screen systems | Pr_20_31_86_92 : Unsaturated polyester (UP) resins
|  |  | En_42_55_34 : Golf driving ranges | SL_80_92_34 : Geospatial grids | Ss_25_50_05 : Awning systems | Pr_20_31_86_93 : Urea formaldehyde (UF) resins
|  |  | En_42_85 : Swimming entities | SL_80_92_37 : Horizontal alignment grids | Ss_25_50_35 : Grille systems | Pr_20_31_86_94 : Vinyl ester resins
|  |  | En_42_85_60 : Outdoor swimming pools | SL_80_92_94 : Vertical alignment grids | Ss_25_50_45 : Louvre and shading systems | Pr_20_65 : Prefabricated buildings and structures
|  |  | En_42_85_83 : Swimming pool buildings | SL_80_94 : Bridge and structure spaces | Ss_25_50_45_10 : Canopy systems | Pr_20_65_34 : Glazed structures
|  |  | En_42_90 : Water activity entities | SL_80_94_07 : Bearing shelf | Ss_25_50_45_30 : Facade-aligned brise soleil systems | Pr_20_65_34_34 : Glazed enclosures
|  |  | En_42_95 : Winter sports entities | SL_80_94_09 : Bridge apron | Ss_25_50_45_45 : Louvre screen systems | Pr_20_65_34_51 : Metal framed structures
|  |  | En_42_95_40 : Ice rink buildings | SL_80_94_71 : Retaining wall apron | Ss_25_50_45_60 : Panellized louvre screen systems | Pr_20_65_34_72 : Roof lanterns
|  |  | En_42_95_80 : Ski resort buildings | SL_80_98 : Transport kinematic envelope | Ss_25_50_45_65 : Projecting brise soleil systems | Pr_20_65_60 : Panelled and framed structures
|  |  | En_45 : Residential entities | SL_80_98_01 : Access space | Ss_25_50_75 : Screen systems | Pr_20_65_60_15 : Concrete panelled buildings
|  |  | En_45_10 : Residential buildings | SL_80_98_09 : Bridge headroom | Ss_25_50_80 : Shutter systems | Pr_20_65_60_17 : Cross laminated timber (CLT) panelled buildings
|  |  | En_45_10_47 : Long-term residential buildings | SL_80_98_15 : Collapse radius | Ss_25_60 : Wall and barrier accessory systems | Pr_20_65_60_47 : Light gauge steel floors and roofs
|  |  | En_45_10_70 : Short term residential buildings | SL_80_98_75 : Safety clearance zones | Ss_25_60_10 : Cavity wall tie renewal and insertion systems | Pr_20_65_60_48 : Light gauge steel frame walls
|  |  | En_45_10_90 : Temporary residential buildings | SL_80_98_85 : Swept path area | Ss_25_60_30 : Fire stopping systems | Pr_20_65_60_60 : Packaged components
|  |  | En_50 : Waste disposal entities | SL_80_98_90 : Tunnel headroom | Ss_25_60_30_40 : Individual services penetrations fire stopping systems | Pr_20_65_60_84 : Structural insulated panels (SIPS)
|  |  | En_50_10 : Gas waste collection | SL_80_98_97 : Working width | Ss_25_60_30_45 : Linear gap fire stopping systems | Pr_20_65_60_88 : Timber frame floors and roofs
|  |  | En_50_20 : Wet waste collection | SL_90 : Circulation and storage spaces | Ss_25_60_30_48 : Loose fire stopping systems | Pr_20_65_60_89 : Timber frame panels
|  |  | En_50_30 : Drainage and wastewater collection | SL_90_10 : Circulation spaces | Ss_25_60_30_55 : Multiple services penetrations fire stopping systems | Pr_20_65_78 : Shelters
|  |  | En_50_30_25 : Drainage collection pipelines | SL_90_10_02 : Air locks | Ss_25_60_30_62 : Pipe collar fire stopping systems | Pr_20_65_78_15 : Composite panelled shelters
|  |  | En_50_30_85 : Surface water collection pipelines | SL_90_10_08 : Breezeways | Ss_25_60_35 : Glazing systems | Pr_20_65_78_34 : Glazed shelters
|  |  | En_50_30_98 : Wastewater collection pipelines | SL_90_10_15 : Corridors | Ss_25_60_35_06 : Bead-fixed insulating glazing systems | Pr_20_65_78_58 : Open sided shelters
|  |  | En_50_30_99 : Wastewater collection structures | SL_90_10_16 : Covered walkways and internal bridges | Ss_25_60_35_08 : Bead-fixed single glazing systems | Pr_20_65_78_77 : Semi closed shelters
|  |  | En_50_40 : Dry waste collection and distribution | SL_90_10_24 : Drop-off and collection areas | Ss_25_60_35_30 : Fire-resistant glazing systems | Pr_20_65_78_88 : Timber framed and panelled shelters
|  |  | En_50_40_10 : Dry waste collection structures | SL_90_10_27 : Entrance halls | Ss_25_60_35_33 : Glazing film systems | Pr_20_76 : Sectional products
|  |  | En_50_40_50 : Dry waste distribution structures | SL_90_10_28 : Escalators and travellators | Ss_25_60_35_35 : Groove-fixed single glazing systems | Pr_20_76_06 : Balusters and newel posts
|  |  | En_50_50 : Gas waste storage | SL_90_10_30 : Fire stairways | Ss_25_60_35_40 : Internal use bead and tape, groove or channel glazing systems | Pr_20_76_06_03 : Aluminium balusters and newel posts
|  |  | En_50_60 : Wet waste storage, storage, treatment and disposal | SL_90_10_34 : Goods conveyors | Ss_25_60_35_50 : Mirror glazing systems | Pr_20_76_06_11 : Carbon steel balusters and newel posts
|  |  | En_50_70 : Drainage storage, treatment and disposal | SL_90_10_36 : Hallways | Ss_25_60_35_65 : Putty-fronted single glazing systems | Pr_20_76_06_12 : Cast iron balusters and newel posts
|  |  | En_50_75 : Wastewater storage, treatment and disposal | SL_90_10_46 : Landings | Ss_25_60_35_75 : Single-sided gasket glazing systems | Pr_20_76_06_16 : Concrete balusters and newel posts
|  |  | En_50_75_15 : Wastewater entities | SL_90_10_47 : Lift cars | Ss_25_60_35_85 : Structural zipper gasket glazing systems | Pr_20_76_06_36 : Hardwood balusters and newel posts
|  |  | En_50_75_40 : Wastewater treatment buildings | SL_90_10_51 : Lobbies | Ss_25_60_35_95 : U-profiled glazing systems | Pr_20_76_06_63 : Plastics balusters and newel posts
|  |  | En_50_75_45 : Wastewater treatment entities | SL_90_10_64 : Porches | Ss_25_60_50 : Metal sheet wall flashing and weathering systems | Pr_20_76_06_80 : Softwood balusters and newel posts
|  |  | En_50_75_70 : Wastewater disposal buildings | SL_90_10_68 : Public squares | Ss_25_60_50_03 : Aluminium sheet flashing systems | Pr_20_76_06_83 : Stainless steel balusters and newel posts
|  |  | En_50_80 : Dry waste treatment and disposal | SL_90_10_71 : Retail circulation spaces | Ss_25_60_50_04 : Aluminium sheet weathering systems | Pr_20_76_06_86 : Stone balusters and newel posts
|  |  | En_50_80_40 : Dry waste treatment structures | SL_90_10_77 : Shelters | Ss_25_60_50_11 : Carbon steel wall flashing and weathering systems | Pr_20_76_06_88 : Timber spindles
|  |  | En_50_80_70 : Dry waste disposal structures | SL_90_10_87 : Stairways | Ss_25_60_50_14 : Copper sheet wall flashing and weathering systems | Pr_20_76_08 : Bollards and impact protectors
|  |  | En_50_90 : Radioactive waste disposal entities | SL_90_10_94 : Vestibules | Ss_25_60_50_47 : Lead damp-proof course systems | Pr_20_76_08_02 : Aluminium alloy bollards
|  |  | En_55 : Piped supply entities | SL_90_10_95 : Walkways | Ss_25_60_50_48 : Lead sheet wall flashing and weathering systems | Pr_20_76_08_03 : Aluminium alloy hinged bollards
|  |  | En_55_05 : Gas extraction | SL_90_10_96 : Wheelchair circulation spaces | Ss_25_60_50_49 : Lead sheet weathering systems | Pr_20_76_08_04 : Aluminium alloy telescopic bollards
|  |  | En_55_05_30 : Gas extraction structures | SL_90_20 : Common spaces | Ss_25_60_50_84 : Stainless steel sheet wall flashing and weathering systems | Pr_20_76_08_10 : Carbon steel bollards
|  |  | En_55_05_35 : Gas extraction vessels | SL_90_20_01 : Accident and emergency waiting rooms | Ss_25_60_50_94 : Zinc sheet wall flashing and weathering systems | Pr_20_76_08_11 : Carbon steel hinged bollards
|  |  | En_55_05_38 : Gas extraction pipelines | SL_90_20_04 : Audience seating areas | Ss_25_95 : Temporary wall and barrier systems | Pr_20_76_08_12 : Carbon steel rising bollards
|  |  | En_55_05_70 : Gas treatment buildings | SL_90_20_05 : Audience standing areas | Ss_25_95_30 : Temporary flood barrier systems | Pr_20_76_08_13 : Carbon steel telescopic bollards
|  |  | En_55_05_75 : Gas treatment plant | SL_90_20_08 : Breakout spaces | Ss_25_95_60 : Temporary pedestrian barrier systems | Pr_20_76_08_14 : Cast iron bollards
|  |  | En_55_05_78 : Gas treatment pipelines | SL_90_20_13 : Changing rooms | Ss_25_95_70 : Temporary rail barrier systems | Pr_20_76_08_15 : Collapsible metal bollards
|  |  | En_55_10 : Liquid fuel extraction and treatment | SL_90_20_15 : Corporate boxes and VIP seating | Ss_25_95_75 : Temporary road barrier systems | Pr_20_76_08_16 : Collapsible polymer bollards
|  |  | En_55_10_10 : Oil extraction structures | SL_90_20_16 : Customer service counter areas | Ss_25_95_85 : Temporary traffic barrier systems | Pr_20_76_08_17 : Collapsible timber bollards
|  |  | En_55_10_18 : Fuel extraction pipelines | SL_90_20_69 : Queuing areas | Ss_25_95_90 : Temporary water barrier systems | Pr_20_76_08_18 : Composite bollards
|  |  | En_55_10_50 : Fuel treatment buildings | SL_90_20_82 : Spectator seating areas | Ss_30 : Roof, floor and paving systems | Pr_20_76_08_19 : Concrete bollards
|  |  | En_55_10_55 : Fuel treatment tanks | SL_90_20_83 : Spectator standing areas | Ss_30_10 : Pitched, arched and domed roof structure systems | Pr_20_76_08_20 : Cone fenders
|  |  | En_55_10_58 : Fuel treatment pipelines | SL_90_20_88 : Temporary seating areas | Ss_30_10_30 : Framed roof structure systems | Pr_20_76_08_36 : Hardwood bollards
|  |  | En_55_15 : Water extraction and treatment | SL_90_20_89 : Ticket offices | Ss_30_10_30_20 : Glazed unit roof framing systems | Pr_20_76_08_51 : Metal bollards
|  |  | En_55_15_10 : Water extraction buildings | SL_90_20_96 : Waiting rooms | Ss_30_10_30_25 : Heavy steel roof framing systems | Pr_20_76_08_52 : Metal impact protectors
|  |  | En_55_15_15 : Water extraction tanks | SL_90_50 : Storage spaces | Ss_30_10_30_30 : Heavy steel roof space frame systems | Pr_20_76_08_53 : Metal impact protectors with infill
|  |  | En_55_15_20 : Water extraction pipelines | SL_90_50_04 : Arms depots and armouries | Ss_30_10_30_35 : Heavy steel roof space truss systems | Pr_20_76_08_60 : Panel fenders
|  |  | En_55_15_50 : Water treatment buildings | SL_90_50_06 : Baggage storage areas | Ss_30_10_30_45 : Light steel roof framing systems | Pr_20_76_08_62 : Plastics bollards
|  |  | En_55_15_55 : Water treatment tanks | SL_90_50_08 : Blood banks | Ss_30_10_30_70 : Reinforced concrete roof framing systems | Pr_20_76_08_63 : Plastics hinged car bollards
|  |  | En_55_20 : Gas supply entities | SL_90_50_09 : Boat storage spaces | Ss_30_10_30_85 : Timber roof framing systems | Pr_20_76_08_64 : Plastics rising bollards
|  |  | En_55_20_50 : Gas distribution structures | SL_90_50_11 : Cargo storage areas | Ss_30_10_50 : Monolithic roof structure systems | Pr_20_76_08_65 : Plastics telescopic bollards
|  |  | En_55_20_60 : Gas distribution pipelines | SL_90_50_12 : Car ports | Ss_30_10_50_70 : Sprayed concrete roof systems | Pr_20_76_08_66 : Polymer bollards
|  |  | En_55_30 : Fire extinguishing supply entities | SL_90_50_13 : Chemicals stores | Ss_30_10_60 : Panel roof structure systems | Pr_20_76_08_67 : Precast concrete bollards
|  |  | En_55_40 : Steam supply entities | SL_90_50_14 : Clothes stores | Ss_30_10_90 : Unit roof structure systems | Pr_20_76_08_71 : Retracting metal bollards
|  |  | En_55_50 : Liquid fuel supply entities | SL_90_50_15 : Cold stores | Ss_30_10_90_50 : Masonry roof systems | Pr_20_76_08_82 : Stainless steel bollards
|  |  | En_55_50_20 : Fuel distribution pipelines | SL_90_50_24 : Dry waste storage spaces | Ss_30_12 : Flat roof, floor and deck structure systems | Pr_20_76_08_83 : Stainless steel hinged bollards
|  |  | En_55_50_45 : Liquid fuel distribution buildings | SL_90_50_25 : Dungsteads | Ss_30_12_05 : Beam and block floor systems | Pr_20_76_08_84 : Stainless steel rising bollards
|  |  | En_55_60 : Process liquid supply entities | SL_90_50_26 : Effluent tanks | Ss_30_12_15 : Concrete plank floor systems | Pr_20_76_08_85 : Stainless steel telescopic bollards
|  |  | En_55_70 : Water supply entities | SL_90_50_27 : Equipment stores | Ss_30_12_20 : Deck systems | Pr_20_76_08_86 : Stone bollards
|  |  | En_55_70_10 : Water distribution buildings | SL_90_50_28 : Explosives and ordnance store rooms | Ss_30_12_30 : Flat roof and floor cassette structural insulated panel (SIP) systems | Pr_20_76_08_88 : Timber bollards
|  |  | En_55_70_18 : Water distribution pipelines | SL_90_50_30 : Feed stores | Ss_30_12_32 : Framed decking systems | Pr_20_76_51 : Metal sections
|  |  | En_55_90 : Piped solids supply entities | SL_90_50_31 : Flammable chemical stores | Ss_30_12_33 : Framed floor systems | Pr_20_76_51_01 : Aluminium cold drawn bars and rods
|  |  | En_60 : Heating, cooling and refrigeration entities | SL_90_50_32 : Fuel storage areas | Ss_30_12_34 : Framed mezzanine systems | Pr_20_76_51_02 : Aluminium curtain wall frame sections
|  |  | En_60_30 : Rail and paving heating entities | SL_90_50_33 : Garages | Ss_30_12_35 : Glass unit masonry floor systems | Pr_20_76_51_03 : Aluminium extruded bars and rods
|  |  | En_60_40 : Space heating and cooling entities | SL_90_50_34 : Gas storage spaces | Ss_30_12_45 : Lift-up concrete plank floor systems | Pr_20_76_51_04 : Aluminium extruded precision profiles
|  |  | En_60_40_10 : District heating buildings | SL_90_50_35 : General storerooms | Ss_30_12_50 : Masonry (flat arch) floor systems | Pr_20_76_51_05 : Aluminium patent glazing bars
|  |  | En_60_40_20 : District heating pipelines | SL_90_50_36 : Goods stores | Ss_30_12_60 : Pier and jetty structure systems | Pr_20_76_51_07 : Aluminium structural sections
|  |  | En_60_40_50 : District cooling buildings | SL_90_50_37 : Grain stores | Ss_30_12_64 : Platform systems | Pr_20_76_51_08 : Box sections
|  |  | En_60_40_60 : District cooling pipelines | SL_90_50_38 : Hazardous waste storage spaces | Ss_30_12_64_17 : Crosswall platform systems | Pr_20_76_51_09 : Brass sections
|  |  | En_60_60 : Refrigeration entities | SL_90_50_45 : Keg stores | Ss_30_12_64_30 : Front wall platform systems | Pr_20_76_51_10 : Bronze sections
|  |  | En_60_80 : Drying entities | SL_90_50_46 : Larders and pantries | Ss_30_12_64_53 : Modular platform systems | Pr_20_76_51_11 : Carbon steel bars
|  |  | En_65 : Ventilation and air conditioning entities | SL_90_50_47 : Left luggage stores | Ss_30_12_85 : Structural deck systems | Pr_20_76_51_12 : Carbon steel beams, columns, channels and tees
|  |  | En_65_40 : Ventilation entities | SL_90_50_48 : Locker rooms | Ss_30_12_85_15 : Composite concrete floor, roof or balcony deck systems | Pr_20_76_51_13 : Carbon steel channels
|  |  | En_65_80 : Air conditioning entities | SL_90_50_52 : Mineral storage spaces | Ss_30_12_85_16 : Composite steel and concrete floor, roof or balcony deck systems | Pr_20_76_51_14 : Carbon steel curtain wall frame sections
|  |  | En_70 : Electrical power generation and distribution entities | SL_90_50_54 : Morgues | Ss_30_12_85_17 : Concrete beam and block floor or roof deck systems | Pr_20_76_51_15 : Carbon steel curved sections
|  |  | En_70_10 : Electrical power generation | SL_90_50_55 : Mortuaries | Ss_30_12_85_18 : Concrete floor or roof deck systems | Pr_20_76_51_17 : Carbon steel pales
|  |  | En_70_10_10 : Electrical power generation buildings | SL_90_50_58 : Oil storage spaces | Ss_30_12_85_30 : Glazed unit floor or roof deck systems | Pr_20_76_51_18 : Carbon steel patent glazing bars
|  |  | En_70_10_80 : Solar panel fields | SL_90_50_65 : Pharmaceutical stores | Ss_30_12_85_40 : Heavy steel floor, roof or balcony deck systems | Pr_20_76_51_19 : Carbon steel tees
|  |  | En_70_10_90 : Wind turbines | SL_90_50_70 : Raw materials storage silos | Ss_30_12_85_50 : Light steel floor, roof or balcony deck systems | Pr_20_76_51_20 : Cast iron products
|  |  | En_70_30 : Electricity distribution and transmission | SL_90_50_71 : Raw materials storage spaces | Ss_30_12_85_65 : Post tensioned concrete floor or roof deck systems | Pr_20_76_51_21 : Cold-formed galvanized steel sections
|  |  | En_70_30_18 : Electricity transmission pylons and lines | SL_90_50_72 : Raw materials storage tanks | Ss_30_12_85_70 : Reinforced concrete floor, roof or balcony deck systems | Pr_20_76_51_22 : Cold-formed steel strip studs
|  |  | En_70_30_90 : Underground electricity transmission lines | SL_90_50_77 : Secure store rooms | Ss_30_12_85_90 : Timber floor, roof or balcony deck systems | Pr_20_76_51_23 : Copper alloy sections
|  |  | En_75 : Communications, security, safety and protection entities | SL_90_50_80 : Solid fuel storerooms | Ss_30_14 : Paving systems | Pr_20_76_51_51 : Metal mullions and transoms
|  |  | En_75_10 : Communication entities | SL_90_50_84 : Storage rooms | Ss_30_14_02 : Acrylic and resin bound aggregate paving systems | Pr_20_76_51_73 : Resilient (acoustic) bars
|  |  | En_75_10_10 : Broadcast communications buildings | SL_90_50_88 : Tissue and organ stores | Ss_30_14_02_30 : Fibre-reinforced resin-bound aggregate overlay systems | Pr_20_76_51_77 : Sheathed carbon steel patent glazing bars
|  |  | En_75_10_16 : Broadcast communications masts and towers | SL_90_50_90 : Vaults and strong rooms | Ss_30_14_02_41 : Impact absorbing synthetic play and sport paving systems | Pr_20_76_51_81 : Stainless steel bars and rods for construction
|  |  | En_75_30 : Signalling entities | SL_90_50_93 : Walk-in wardrobes | Ss_30_14_02_42 : Impervious acrylic coated sports paving systems | Pr_20_76_51_82 : Stainless steel bars and rods for general purposes
|  |  | En_75_30_10 : Peer-to-peer communications buildings | SL_90_50_94 : Waste gas storage spaces | Ss_30_14_02_70 : Resin-bonded aggregate paving systems | Pr_20_76_51_83 : Stainless steel sheet, strip and plate for construction
|  |  | En_75_30_18 : Peer-to-peer communications networks | SL_90_50_95 : Waste liquids storage spaces | Ss_30_14_02_71 : Resin-bound aggregate light duty paving systems | Pr_20_76_51_84 : Stainless steel sheet, strip and plate for general purposes
|  |  | En_75_40 : Security entities | SL_90_50_96 : Waste solids storage spaces | Ss_30_14_02_72 : Resin-bound aggregate heavy duty paving systems | Pr_20_76_51_85 : Stainless steel pales
|  |  | En_75_50 : Safety and protection entities | SL_90_50_97 : Wet waste storage spaces | Ss_30_14_02_73 : Resin-bound aggregate overlay systems | Pr_20_76_51_98 : Wrought iron sections
|  |  | En_75_60 : Environmental safety entities | SL_90_50_98 : Wine cellars | Ss_30_14_02_74 : Resin-bound stone aggregate sports paving systems | Pr_20_76_52 : Metal tubes and hollow sections
|  |  | En_75_70 : Control and management entities | SL_90_60 : Unoccupied voids | Ss_30_14_02_85 : Synthetic play surfacing systems | Pr_20_76_52_01 : Aluminium cold drawn tubes
|  |  | En_75_80 : Protection entities | SL_90_60_01 : Access spaces | Ss_30_14_05 : Asphalt road and paving systems | Pr_20_76_52_03 : Aluminium extruded tubes
|  |  | En_80 : Transport entities | SL_90_60_02 : Air shafts | Ss_30_14_05_05 : Asphalt concrete light duty paving systems | Pr_20_76_52_16 : Carbon steel hot-finished hollow sections
|  |  | En_80_05 : Aerospace entities | SL_90_60_10 : Cavities | Ss_30_14_05_06 : Asphalt concrete paving systems | Pr_20_76_52_19 : Carbon steel seamless tubes
|  |  | En_80_05_01 : Air traffic control towers | SL_90_60_12 : Chimneys | Ss_30_14_05_07 : Asphalt concrete runway paving systems | Pr_20_76_52_20 : Carbon steel welded tubes
|  |  | En_80_05_02 : Aircraft hangars | SL_90_60_13 : Chutes | Ss_30_14_05_08 : Asphalt concrete surface overlay systems | Pr_20_76_52_85 : Stainless steel seamless circular tubes
|  |  | En_80_05_60 : Passenger terminal buildings | SL_90_60_18 : Crawl spaces | Ss_30_14_05_35 : Hot rolled asphalt paving systems | Pr_20_76_52_86 : Stainless steel welded circular tubes
|  |  | En_80_20 : Cable transport entities | SL_90_60_49 : Lift pits | Ss_30_14_05_36 : Hot rolled asphalt runway paving systems | Pr_20_76_63 : Plastics sections
|  |  | En_80_20_11 : Cable car entities | SL_90_60_50 : Lift shafts | Ss_30_14_05_40 : Hot rolled asphalt sports paving systems | Pr_20_76_63_30 : Flexible foam rods
|  |  | En_80_20_12 : Cable car stations | SL_90_60_51 : Light wells | Ss_30_14_05_50 : Mastic asphalt pedestrian paving systems | Pr_20_76_63_63 : Plastics mullions and transoms
|  |  | En_80_20_86 : Suspended cableways | SL_90_90 : Plant and control spaces | Ss_30_14_05_65 : Porous asphalt concrete paving systems | Pr_20_76_63_65 : Plastics palisades
|  |  | En_80_35 : Highways entities | SL_90_90_01 : Access floor voids | Ss_30_14_05_70 : Porous asphalt concrete sports paving systems | Pr_20_76_63_85 : Structural plastics sections
|  |  | En_80_35_01 : Access road | SL_90_90_08 : Boiler rooms | Ss_30_14_05_75 : Stone mastic asphalt paving systems | Pr_20_76_63_92 : Unplasticized polyvinyl chloride (PVC-U) curtain wall frame sections
|  |  | En_80_35_10 : Bus station buildings | SL_90_90_13 : Ceiling voids | Ss_30_14_15 : Concrete road and paving systems | Pr_20_76_64 : Posts and post accessories
|  |  | En_80_35_34 : Guided bus lanes | SL_90_90_15 : Control rooms | Ss_30_14_15_14 : Concrete grass-filled paving systems | Pr_20_76_64_01 : Adjustable post bases
|  |  | En_80_35_44 : Junctions | SL_90_90_32 : Furnace rooms | Ss_30_14_15_16 : Concrete paving systems | Pr_20_76_64_03 : Aluminium alloy posts
|  |  | En_80_35_56 : Motorways | SL_90_90_42 : Incinerator rooms | Ss_30_14_15_17 : Concrete porous paving systems | Pr_20_76_64_04 : Aluminium post tops
|  |  | En_80_35_67 : Private roads | SL_90_90_48 : Lift machine rooms | Ss_30_14_15_18 : Concrete runway paving systems | Pr_20_76_64_10 : Carbon steel electric security fencing posts
|  |  | En_80_35_74 : Roads | SL_90_90_64 : Plant rooms | Ss_30_14_50 : Matt and sheet paving systems | Pr_20_76_64_11 : Carbon steel extension arms
|  |  | En_80_35_77 : Service area buildings | SL_90_90_77 : Server rooms | Ss_30_14_50_25 : Dry ski slope synthetic matting systems | Pr_20_76_64_12 : Carbon steel posts
|  |  | En_80_35_88 : Tollgates | SL_90_90_78 : Services shafts | Ss_30_14_50_65 : Polymeric sports paving systems | Pr_20_76_64_13 : Carbon steel post tops
|  |  | En_80_35_89 : Tracks | SL_90_90_85 : Switch rooms | Ss_30_14_50_80 : Synthetic grass surfacing systems | Pr_20_76_64_14 : Carbon steel wind posts
|  |  | En_80_40 : Pathways | SL_90_90_90 : Transformer rooms | Ss_30_14_80 : Unbound aggregate paving systems | Pr_20_76_64_15 : Cast iron posts
|  |  | En_80_40_08 : Bridleways | SL_90_90_96 : Wall services voids | Ss_30_14_80_30 : Fast dry clay sports paving systems | Pr_20_76_64_16 : Cast iron post tops
|  |  | En_80_40_10 : Byways | unknown | Ss_30_14_80_37 : Hoggin paving systems | Pr_20_76_64_17 : Cast stone or concrete posts
|  |  | En_80_40_20 : Cycle pathways |  | Ss_30_14_80_40 : Hard binding gravel paving systems | Pr_20_76_64_18 : Cast stone or concrete post tops
|  |  | En_80_40_30 : Footpaths |  | Ss_30_14_80_45 : Loose laid aggregate paving systems | Pr_20_76_64_19 : Concrete extension arms
|  |  | En_80_40_37 : Hiking paths |  | Ss_30_14_80_47 : Loose aggregate overlay systems | Pr_20_76_64_20 : Concrete posts
|  |  | En_80_40_66 : Promenades |  | Ss_30_14_80_48 : Loose gravel paving systems | Pr_20_76_64_21 : Concrete post tops
|  |  | En_80_40_70 : Rambler ways |  | Ss_30_14_80_75 : Sand play surfacing systems | Pr_20_76_64_36 : Hardwood posts
|  |  | En_80_40_90 : Trails |  | Ss_30_14_80_80 : Slurry surfacing overlay systems | Pr_20_76_64_37 : Hardwood post tops
|  |  | En_80_50 : Railway entities |  | Ss_30_14_80_90 : Unbound aggregate cycle paving systems | Pr_20_76_64_51 : Metal electric security fencing posts
|  |  | En_80_50_24 : Double sided platforms |  | Ss_30_14_80_95 : Woodchip and stone trim trail paving systems | Pr_20_76_64_52 : Metal extension arms
|  |  | En_80_50_53 : Monorail entities |  | Ss_30_14_80_98 : Woodchip and woodfibre surface paving systems | Pr_20_76_64_53 : Metal posts
|  |  | En_80_50_70 : Rack railways entities |  | Ss_30_14_90 : Unit paving systems | Pr_20_76_64_54 : Metal post bases
|  |  | En_80_50_71 : Railway corridors and sidings |  | Ss_30_14_90_11 : Cellular plastics grass-filled paving systems | Pr_20_76_64_55 : Metal post tops
|  |  | En_80_50_74 : Railway station buildings |  | Ss_30_14_90_12 : Cellular plastics gravel-filled paving systems | Pr_20_76_64_62 : Plastics posts
|  |  | En_80_50_80 : Single sided platforms |  | Ss_30_14_90_30 : Flag and slab bound paving systems | Pr_20_76_64_63 : Plastics post tops
|  |  | En_80_50_90 : Tramways |  | Ss_30_14_90_32 : Flag and slab paving overlay systems | Pr_20_76_64_65 : Polymer posts
|  |  | En_80_70 : Marine transport entities |  | Ss_30_14_90_34 : Flag and slab pedestal-supported paving systems | Pr_20_76_64_66 : Polymer post tops
|  |  | En_80_70_11 : Canal channels |  | Ss_30_14_90_36 : Flag and slab unbound paving systems | Pr_20_76_64_77 : Softwood posts
|  |  | En_80_70_15 : Canal locks |  | Ss_30_14_90_50 : Mosaic paving systems | Pr_20_76_64_78 : Softwood post tops
|  |  | En_80_90 : Transport hub entities |  | Ss_30_14_90_60 : Permeable flag and slab paving systems | Pr_20_76_64_80 : Stainless steel posts
|  |  | En_80_94 : Bridges |  | Ss_30_14_90_62 : Permeable small unit paving systems | Pr_20_76_64_81 : Stainless steel post tops
|  |  | En_80_94_30 : Fixed bridges |  | Ss_30_14_90_70 : Rail track paving system | Pr_20_76_64_82 : Stainless steel wind posts
|  |  | En_80_94_50 : Moveable bridges |  | Ss_30_14_90_75 : Small unit bound paving systems | Pr_20_76_64_83 : Stand-off post bases
|  |  | En_80_96 : Tunnels and shafts |  | Ss_30_14_90_80 : Small unit paving overlay systems | Pr_20_76_64_87 : Timber hand posts
|  |  | En_80_96_80 : Shafts |  | Ss_30_14_90_85 : Small unit unbound paving systems | Pr_20_76_64_88 : Timber posts
|  |  | En_80_96_90 : Tunnels |  | Ss_30_16 : Static bridge deck structure systems | Pr_20_76_64_89 : Timber post tops
|  |  | En_80_96_92 : Underpasses |  | Ss_30_16_10 : Bridge deck systems | Pr_20_76_64_95 : Wood hand posts
|  |  | En_90 : Circulation and storage entities |  | Ss_30_16_10_08 : Box girder bridge deck systems | Pr_20_76_64_96 : Wood panel supports
|  |  | En_90_10 : Circulation entities |  | Ss_30_16_10_12 : Composite steel and concrete bridge deck systems | Pr_20_76_70 : Rail track and ancillaries
|  |  | En_90_10_62 : Pedestrianized areas |  | Ss_30_16_10_13 : Conarch bridge systems | Pr_20_76_70_12 : Check rails
|  |  | En_90_10_77 : External service areas |  | Ss_30_16_10_15 : Concrete half through deck systems | Pr_20_76_70_15 : Conductor rails
|  |  | En_90_50 : Storage entities |  | Ss_30_16_10_16 : Concrete slab deck systems | Pr_20_76_70_18 : Crane rails
|  |  | En_90_50_02 : Agricultural storage buildings |  | Ss_30_16_10_30 : Filler beam deck systems | Pr_20_76_70_22 : Derailment channel
|  |  | En_90_50_03 : Agricultural storage silos |  | Ss_30_16_10_31 : Flat and stepped deck systems | Pr_20_76_70_34 : Grooved rails
|  |  | En_90_50_10 : Dry waste storage structures |  | Ss_30_16_10_53 : Modular precast concrete deck systems | Pr_20_76_70_69 : Rail groove drain
|  |  | En_90_50_11 : Dry waste storage yards |  | Ss_30_16_10_59 : Orthotropic deck systems | Pr_20_76_70_70 : Rail track tie bars
|  |  | En_90_50_50 : Manufacturing tanks and silos |  | Ss_30_16_10_65 : Pre-stressed concrete beam deck systems | Pr_20_76_70_86 : Switch and crossing rails
|  |  | En_90_50_53 : Mineral storage silos |  | Ss_30_16_10_80 : Solid steel slab systems | Pr_20_76_70_90 : Transition rails
|  |  | En_90_50_55 : Motor vehicle storage entities |  | Ss_30_16_30 : Bridge expansion joint systems | Pr_20_76_70_94 : Vignole rails
|  |  | En_90_50_58 : Oil and gas storage tanks |  | Ss_30_16_30_04 : Asphaltic plug joint system | Pr_20_76_71 : Rail intersections
|  |  | En_90_50_70 : Storage buildings |  | Ss_30_16_30_09 : Buried expansion joint system | Pr_20_76_71_30 : Fixed rail crossings
|  |  | En_90_50_71 : Storage yards |  | Ss_30_16_30_56 : Nosing expansion joint system with poured sealant | Pr_20_76_71_70 : Rail diamond
|  |  | En_90_50_96 : Wastewater storage structures |  | Ss_30_16_30_57 : Nosing expansion joint system with preformed compression seal | Pr_20_76_71_72 : Rail scissors
|  |  | En_90_90 : Plant and control entities |  | Ss_30_20 : Flooring and decking systems | Pr_20_76_71_73 : Rail slips
|  |  | En_90_90_33 : Gauge house |  | Ss_30_20_10 : Board floor systems | Pr_20_76_71_74 : Rail trap
|  |  | En_90_90_68 : Pump house |  | Ss_30_20_10_10 : Battened timber board floating floor systems | Pr_20_76_71_75 : Rail turnouts
|  |  | Ac_10 : Preparation and repair |  | Ss_30_20_10_15 : Battened wood-based rigid sheet floating floor systems | Pr_20_76_78 : Shaft structure products
|  |  | Ac_10_10 : Deconstruction and demolition |  | Ss_30_20_10_45 : Joist-supported timber board floor systems | Pr_20_76_78_12 : Concrete caisson rings
|  |  | Ac_10_10_20 : Deconstruction |  | Ss_30_20_10_50 : Joist-supported wood-based rigid sheet floor systems | Pr_20_76_78_14 : Concrete shaft cover slab
|  |  | Ac_10_10_25 : Demolition |  | Ss_30_20_10_95 : Wood-based rigid sheet floating floor systems | Pr_20_76_78_16 : Concrete shaft landing slab
|  |  | Ac_10_20 : Decontamination |  | Ss_30_20_22 : Demountable athletics floor systems | Pr_20_76_88 : Timber sections
|  |  | Ac_10_30 : Site clearance |  | Ss_30_20_30 : External deck and boardwalk systems | Pr_20_76_88_14 : Cleft chestnut pales
|  |  | Ac_10_30_10 : Bush and scrub removal |  | Ss_30_20_30_10 : Boardwalk systems | Pr_20_76_88_32 : Hardwood capping and counter fencing rails
|  |  | Ac_10_30_15 : Constructed material clearance |  | Ss_30_20_30_25 : Decking systems | Pr_20_76_88_33 : Hardwood components for fencing and barriers
|  |  | Ac_10_30_80 : Soil removal |  | Ss_30_20_70 : Raised floor systems | Pr_20_76_88_34 : Hardwood fencing rails
|  |  | Ac_10_30_90 : Tree removal |  | Ss_30_20_70_70 : Raised access floor systems | Pr_20_76_88_35 : Hardwood floating floor battens
|  |  | Ac_10_70 : Remediation, repair and renovation |  | Ss_30_20_90 : Wood and composite unit flooring systems | Pr_20_76_88_36 : Hardwood gravity battens
|  |  | Ac_10_70_65 : Remediation |  | Ss_30_20_90_15 : Composition block flooring systems | Pr_20_76_88_37 : Hardwood log poles
|  |  | Ac_10_70_70 : Renovation |  | Ss_30_20_90_50 : Mosaic parquet panel flooring systems | Pr_20_76_88_41 : Hardwood partition studs
|  |  | Ac_10_70_75 : Repair |  | Ss_30_20_90_95 : Wood block flooring systems | Pr_20_76_88_42 : Hardwood rafters
|  |  | Ac_10_80 : Structure moving |  | Ss_30_20_95 : Wood strip and board fine flooring systems | Pr_20_76_88_43 : Hardwood roofing and cladding battens
|  |  | Ac_15 : Survey activities |  | Ss_30_20_95_10 : Battened wood floating floor systems | Pr_20_76_88_44 : Hardwood sections
|  |  | Ac_15_05 : Aquatic surveying |  | Ss_30_20_95_15 : Composite laminate floating floor systems | Pr_20_76_88_46 : Hardwood weatherboarding battens
|  |  | Ac_15_05_11 : Canals surveying |  | Ss_30_20_95_20 : Direct-fixed wood floor systems | Pr_20_76_88_48 : Laminated strand lumber (LSL) sections
|  |  | Ac_15_05_15 : Coastal surveying |  | Ss_30_20_95_25 : Direct-glued wood floor systems | Pr_20_76_88_49 : Laminated veneer lumber (LVL) sections
|  |  | Ac_15_05_36 : Hydrology surveying |  | Ss_30_20_95_95 : Wood floating floor systems | Pr_20_76_88_60 : Parallel strand lumber (PSL) sections
|  |  | Ac_15_05_46 : Lakes and ponds surveying |  | Ss_30_25 : Ceiling and soffit systems | Pr_20_76_88_72 : Softwood capping and counter fencing rails
|  |  | Ac_15_05_70 : Reservoirs surveying |  | Ss_30_25_10 : Board ceiling systems | Pr_20_76_88_73 : Softwood components for fencing and barriers
|  |  | Ac_15_05_72 : Rivers and streams surveying |  | Ss_30_25_10_10 : Board suspended ceiling systems | Pr_20_76_88_74 : Softwood fencing rails
|  |  | Ac_15_05_73 : River estuary surveying |  | Ss_30_25_10_80 : Soffit lining and beam casing systems | Pr_20_76_88_75 : Softwood floating floor battens
|  |  | Ac_15_10 : Surveying methods |  | Ss_30_25_22 : Demountable suspended ceiling systems | Pr_20_76_88_76 : Softwood gravity battens
|  |  | Ac_15_10_01 : Acoustic surveying |  | Ss_30_25_22_01 : Acoustic baffle suspended ceiling systems | Pr_20_76_88_79 : Softwood pales
|  |  | Ac_15_10_14 : Closed-circuit television surveying |  | Ss_30_25_22_30 : Fabric membrane ceiling systems | Pr_20_76_88_80 : Softwood partition studs
|  |  | Ac_15_10_34 : Ground penetrating radar surveying |  | Ss_30_25_22_70 : Raft or island suspended ceiling systems | Pr_20_76_88_81 : Softwood rafters
|  |  | Ac_15_10_70 : Radio frequency location surveying |  | Ss_30_25_22_90 : Unit/ modular suspended ceiling systems | Pr_20_76_88_82 : Softwood roofing and cladding battens
|  |  | Ac_15_10_90 : Trial holes surveying |  | Ss_30_30 : Roof opening systems | Pr_20_76_88_83 : Softwood sections
|  |  | Ac_15_15 : Building services condition surveying |  | Ss_30_30_15 : Concrete roof glazing systems | Pr_20_76_88_84 : Softwood weatherboarding battens
|  |  | Ac_15_15_08 : Boilers |  | Ss_30_30_15_42 : In situ concrete roof glazing systems | Pr_20_76_88_85 : Timber beams, bearers, noggings, walings, wedges and packs
|  |  | Ac_15_15_11 : Catering equipment surveying |  | Ss_30_30_15_64 : Precast concrete lift-out access roof glazing systems | Pr_20_76_88_86 : Timber fencing battens
|  |  | Ac_15_15_15 : Cold water and water treatment systems surveying |  | Ss_30_30_15_65 : Precast concrete roof glazing systems | Pr_20_76_88_87 : Timber partition battens
|  |  | Ac_15_15_16 : Control systems surveying |  | Ss_30_30_34 : Glass unit masonry roof light systems | Pr_20_76_88_88 : Timber pales
|  |  | Ac_15_15_28 : Escalator and moving pavement systems surveying |  | Ss_30_30_71 : Roof hatch systems | Pr_20_76_88_89 : Timber mullions and transoms
|  |  | Ac_15_15_30 : Fire alarm systems surveying |  | Ss_30_30_72 : Rooflight and window systems | Pr_20_85 : Support and restraint products
|  |  | Ac_15_15_34 : Generators system surveying |  | Ss_30_30_72_21 : Daylight pipe systems | Pr_20_85_03 : Angles
|  |  | Ac_15_15_47 : Lift installation surveying |  | Ss_30_30_72_72 : Rooflight systems | Pr_20_85_03_02 : Aluminium angles
|  |  | Ac_15_15_48 : Low voltage general power electrical installations surveying |  | Ss_30_30_72_73 : Roof window systems | Pr_20_85_03_11 : Carbon steel angle sections
|  |  | Ac_15_15_71 : Refrigeration systems surveying |  | Ss_30_30_73 : Roof ventilator systems | Pr_20_85_03_50 : Masonry angle supports
|  |  | Ac_15_15_82 : Sprinkler systems survey |  | Ss_30_30_73_60 : Passive roof natural ventilator systems | Pr_20_85_03_63 : Plain angle supports
|  |  | Ac_15_15_95 : Ventilation and air conditioning systems surveying |  | Ss_30_30_73_72 : Roof smoke ventilator systems | Pr_20_85_03_84 : Stainless steel angles
|  |  | Ac_15_20 : Ecological and environmental surveying |  | Ss_30_32 : Floor opening systems | Pr_20_85_03_85 : Stainless steel cladding angles
|  |  | Ac_15_20_05 : Arboricultural surveying |  | Ss_30_32_15 : Concrete floor glazing systems | Pr_20_85_06 : Bands and hoops
|  |  | Ac_15_20_08 : Bird and pest survey |  | Ss_30_32_15_15 : Concrete floor glazing systems | Pr_20_85_06_06 : Bandings
|  |  | Ac_15_20_25 : Ecological building surveying |  | Ss_30_32_15_64 : Precast concrete lift-out access floor glazing systems | Pr_20_85_06_11 : Carbon steel hoops
|  |  | Ac_15_20_27 : Ecological site surveying |  | Ss_30_32_15_65 : Precast concrete floor glazing systems | Pr_20_85_06_85 : Stainless steel hoops
|  |  | Ac_15_20_28 : Environmental impact assessment surveying |  | Ss_30_32_30 : Floor hatch systems | Pr_20_85_07 : Barrier rails
|  |  | Ac_15_20_40 : Invasive species surveying |  | Ss_30_34 : Pavement opening systems | Pr_20_85_07_02 : Aluminium alloy rails
|  |  | Ac_15_20_41 : Invasive and nuisance animal species survey |  | Ss_30_34_03 : Animal grid systems | Pr_20_85_07_03 : Aluminium support rails
|  |  | Ac_15_20_46 : Landscape character assessing |  | Ss_30_34_03_11 : Cattle grid systems | Pr_20_85_07_04 : Aluminium carrier rails
|  |  | Ac_15_20_48 : Landscape visual assessing |  | Ss_30_34_15 : Concrete pavement glazing systems | Pr_20_85_07_10 : Carbon steel carrier rails
|  |  | Ac_15_20_58 : Ornithological surveying |  | Ss_30_34_15_15 : Concrete pavement glazing systems | Pr_20_85_07_11 : Carbon steel fencing and barrier rails
|  |  | Ac_15_20_85 : Strategic environmental assessing |  | Ss_30_34_15_64 : Precast concrete lift-out access pavement glazing systems | Pr_20_85_07_12 : Carbon steel fencing and barrier top rails
|  |  | Ac_15_30 : Geometric surveying |  | Ss_30_34_15_65 : Precast concrete pavement glazing systems | Pr_20_85_07_13 : Carbon steel safety barrier open box beams
|  |  | Ac_15_30_50 : Measured and metric surveying |  | Ss_30_34_16 : Concrete pavement smoke venting systems | Pr_20_85_07_14 : Carbon steel safety barrier rectangular hollow sections
|  |  | Ac_15_30_90 : Topographic surveying |  | Ss_30_34_16_15 : Concrete pavement glazing smoke venting systems | Pr_20_85_07_15 : Carbon steel safety barrier tensioned corrugated beams
|  |  | Ac_15_40 : Hazardous material surveying |  | Ss_30_34_16_16 : Concrete pavement non-glazed smoke venting systems | Pr_20_85_07_16 : Carbon steel safety barrier transitions and connections
|  |  | Ac_15_40_05 : Asbestos surveying |  | Ss_30_34_16_64 : Precast concrete pavement glazing smoke venting systems | Pr_20_85_07_17 : Carbon steel safety barrier un-tensioned corrugated beams
|  |  | Ac_15_40_45 : Lead paint surveying |  | Ss_30_34_16_65 : Precast concrete pavement non-glazed smoke venting systems | Pr_20_85_07_18 : Carbon steel support rails
|  |  | Ac_15_40_70 : Radon and hazardous ground gases surveying |  | Ss_30_36 : Ceiling and soffit opening systems | Pr_20_85_07_19 : Cast iron rails
|  |  | Ac_15_45 : Historic building and site surveying |  | Ss_30_36_10 : Ceiling hatch systems | Pr_20_85_07_20 : Concrete rails
|  |  | Ac_15_45_35 : Historic building surveying |  | Ss_30_36_75 : Soffit vent systems | Pr_20_85_07_63 : Plastics rails
|  |  | Ac_15_45_37 : Historic site surveying |  | Ss_30_40 : Roof and balcony covering and finish systems | Pr_20_85_07_65 : Protective frames
|  |  | Ac_15_50 : Building fabric surveying |  | Ss_30_40_10 : Board roof covering systems | Pr_20_85_07_83 : Stainless steel carrier rails
|  |  | Ac_15_50_10 : Building surveying |  | Ss_30_40_10_30 : Flat board roof deck systems | Pr_20_85_07_84 : Stainless steel rails
|  |  | Ac_15_50_15 : Concealed elements surveying |  | Ss_30_40_10_60 : Pitched board roof sarking systems | Pr_20_85_07_85 : Stainless steel support rails
|  |  | Ac_15_50_17 : Concrete cover surveying |  | Ss_30_40_30 : Flat roof covering systems | Pr_20_85_07_92 : Unplasticized polyvinyl chloride (PVC-U) support rails
|  |  | Ac_15_50_20 : Damp ingress and excess moisture surveying |  | Ss_30_40_30_40 : Liquid-applied cold roof covering systems | Pr_20_85_07_97 : Wall-mounted furniture support rails
|  |  | Ac_15_50_25 : Doors |  | Ss_30_40_30_42 : Liquid-applied inverted roof covering systems | Pr_20_85_08 : Beams and joists
|  |  | Ac_15_50_50 : Masonry surveying |  | Ss_30_40_30_43 : Liquid-applied warm roof covering systems | Pr_20_85_08_02 : Aluminium structural beams
|  |  | Ac_15_50_52 : Metalwork surveying |  | Ss_30_40_30_50 : Mastic asphalt cold roof covering systems | Pr_20_85_08_11 : Carbon steel beams
|  |  | Ac_15_50_73 : Roof surveying |  | Ss_30_40_30_52 : Mastic asphalt inverted roof covering systems | Pr_20_85_08_12 : Castellated carbon steel beams
|  |  | Ac_15_50_85 : Structural surveying |  | Ss_30_40_30_55 : Mastic asphalt warm roof covering systems | Pr_20_85_08_15 : Concrete beams
|  |  | Ac_15_50_90 : Timber surveying |  | Ss_30_40_30_70 : Reinforced bitumen membrane cold roof covering systems | Pr_20_85_08_17 : Cross laminated timber
|  |  | Ac_15_55 : Performance surveying |  | Ss_30_40_30_71 : Reinforced bitumen membrane inverted roof covering systems | Pr_20_85_08_33 : Glued laminated timber
|  |  | Ac_15_55_02 : Access auditing |  | Ss_30_40_30_72 : Reinforced bitumen membrane warm roof covering systems | Pr_20_85_08_36 : Hardwood beams
|  |  | Ac_15_55_04 : Acoustics and noise transfer surveying |  | Ss_30_40_30_78 : Single layer sheet cold roof covering systems | Pr_20_85_08_63 : Plastics beams
|  |  | Ac_15_55_06 : Airtightness surveying |  | Ss_30_40_30_79 : Single layer sheet inverted roof covering systems | Pr_20_85_08_65 : Post-tensioned concrete beams
|  |  | Ac_15_55_26 : Energy assessment surveying |  | Ss_30_40_30_80 : Single layer sheet warm roof covering systems | Pr_20_85_08_66 : Prestressed concrete T-beams
|  |  | Ac_15_55_30 : Fire protection surveying |  | Ss_30_40_34 : Glass roofing systems | Pr_20_85_08_81 : Softwood beams
|  |  | Ac_15_55_75 : Security auditing |  | Ss_30_40_34_15 : Cantilevered structural glass beam canopy systems | Pr_20_85_08_83 : Stainless steel structural beams
|  |  | Ac_15_60 : Rail track surveying |  | Ss_30_40_34_60 : Point-fixed structural glass canopy systems | Pr_20_85_08_84 : Structural wood-composite box beams
|  |  | Ac_15_70 : Road and bridge surveying |  | Ss_30_40_34_65 : Point-fixed structural glass roof systems | Pr_20_85_08_85 : Structural wood-composite I-beams
|  |  | Ac_15_70_90 : Traffic surveying |  | Ss_30_40_34_70 : Point-fixed structural glass soffit systems | Pr_20_85_08_86 : Structural wood-composite I-joists
|  |  | Ac_15_75 : Site investigating |  | Ss_30_40_34_75 : Sloping patent glazing systems | Pr_20_85_08_87 : Structural wood composites
|  |  | Ac_15_75_28 : Geochemical surveying |  | Ss_30_40_50 : Metal sheet roof and dormer covering systems | Pr_20_85_09 : Brackets
|  |  | Ac_15_75_30 : Geoenvironmental exploratory investigating |  | Ss_30_40_50_05 : Aluminium sheet dormer covering systems | Pr_20_85_09_01 : Above-ground drainage pipe brackets
|  |  | Ac_15_75_32 : Geoenvironmental ground investigating |  | Ss_30_40_50_10 : Aluminium sheet roof covering systems | Pr_20_85_09_02 : Aluminium brackets
|  |  | Ac_15_75_34 : Geological surveying |  | Ss_30_40_50_15 : Copper sheet dormer covering systems | Pr_20_85_09_03 : Aluminium bronze brackets
|  |  | Ac_15_75_35 : Geotechnical bore hole survey |  | Ss_30_40_50_20 : Copper sheet roof covering systems | Pr_20_85_09_05 : Aluminium downpipe brackets
|  |  | Ac_15_75_36 : Geotechnical ground investigating |  | Ss_30_40_50_40 : Lead sheet dormer covering systems | Pr_20_85_09_07 : Aluminium rainwater gutter brackets
|  |  | Ac_15_75_38 : Geotechnical substructure investigating |  | Ss_30_40_50_45 : Lead sheet roof covering systems | Pr_20_85_09_09 : Bracketed angle supports
|  |  | Ac_15_75_65 : Preliminary site investigations |  | Ss_30_40_50_50 : Lead-wrapped panel systems | Pr_20_85_09_11 : Carbon steel brackets
|  |  | Ac_15_75_80 : Soil surveying |  | Ss_30_40_50_75 : Stainless steel sheet dormer covering systems | Pr_20_85_09_12 : Carbon steel cavity barrier brackets
|  |  | Ac_15_80 : Site surveys |  | Ss_30_40_50_80 : Stainless steel sheet roof covering systems | Pr_20_85_09_14 : Carbon steel fencing brackets
|  |  | Ac_15_80_65 : Preliminary site surveys |  | Ss_30_40_50_90 : Zinc sheet dormer covering systems | Pr_20_85_09_16 : Carbon steel masonry brackets
|  |  | Ac_15_90 : Tunnel surveying |  | Ss_30_40_50_95 : Zinc sheet roof covering systems | Pr_20_85_09_17 : Cast and wrought iron brackets
|  |  | Ac_20 : Administrative, commercial and protective services activities |  | Ss_30_40_55 : Metal composite panel roof covering systems | Pr_20_85_09_18 : Cast iron downpipe brackets
|  |  | Ac_20_10 : Legislative activities |  | Ss_30_40_55_50 : Metal composite panel roofing systems | Pr_20_85_09_19 : Cast iron rainwater gutter brackets
|  |  | Ac_20_10_47 : Legislating activities |  | Ss_30_40_55_55 : Metal semi-composite panel roofing systems | Pr_20_85_09_20 : Copper brackets
|  |  | Ac_20_10_66 : Public viewing of legislating activities |  | Ss_30_40_65 : Profiled sheet roof covering systems | Pr_20_85_09_21 : Copper downpipe brackets
|  |  | Ac_20_15 : Administrative office activities |  | Ss_30_40_65_30 : Fibre cement profiled sheet roof covering systems | Pr_20_85_09_22 : Copper rainwater gutter brackets
|  |  | Ac_20_15_15 : Counter service |  | Ss_30_40_65_50 : Metal profiled sheet roof covering systems | Pr_20_85_09_23 : Curtain wall adjustable support brackets
|  |  | Ac_20_15_22 : Desk-based office tasks |  | Ss_30_40_65_60 : Plastics profiled sheet roof covering systems | Pr_20_85_09_24 : Downpipe brackets
|  |  | Ac_20_15_59 : Office maintenance tasks |  | Ss_30_40_90 : Tensile fabric roofing systems | Pr_20_85_09_26 : Eaves gutter brackets
|  |  | Ac_20_15_71 : Reception tasks |  | Ss_30_40_90_40 : Internal single layer tensile fabric roofing systems | Pr_20_85_09_28 : Extinguisher mounting brackets
|  |  | Ac_20_40 : Design activities |  | Ss_30_40_90_50 : Multilayer tensile fabric roofing systems | Pr_20_85_09_30 : Fire bucket wall brackets
|  |  | Ac_20_40_04 : Art |  | Ss_30_40_90_75 : Single layer tensile fabric roofing systems | Pr_20_85_09_31 : Galvanized downpipe brackets
|  |  | Ac_20_40_13 : Ceramics |  | Ss_30_40_92 : Thatch roof covering systems | Pr_20_85_09_32 : Galvanized rainwater gutter brackets
|  |  | Ac_20_40_24 : Drawing |  | Ss_30_40_92_85 : Thatch roofing systems | Pr_20_85_09_33 : Galvanized steel brackets
|  |  | Ac_20_40_60 : Painting |  | Ss_30_40_95 : Unit roofing systems | Pr_20_85_09_42 : Individual masonry brackets
|  |  | Ac_20_40_88 : Technical drawing |  | Ss_30_40_95_10 : Bitumen membrane shingle roofing systems | Pr_20_85_09_48 : Louvre and shading mounting brackets
|  |  | Ac_20_45 : Motor vehicle maintenance and fuelling activities |  | Ss_30_40_95_15 : Ceramic slate roofing systems | Pr_20_85_09_52 : Metal timber member fixing brackets
|  |  | Ac_20_45_30 : Fuel station air and water dispensing |  | Ss_30_40_95_30 : Fibre cement slate roofing systems | Pr_20_85_09_62 : Phosphor bronze brackets
|  |  | Ac_20_45_31 : Fuel station fuel storing |  | Ss_30_40_95_40 : Interlocking tile roofing systems | Pr_20_85_09_72 : Roof gutter brackets
|  |  | Ac_20_45_51 : Motor vehicle fuelling |  | Ss_30_40_95_50 : Metal tile roofing systems | Pr_20_85_09_81 : Stainless steel brackets
|  |  | Ac_20_45_53 : Motor vehicle maintaining |  | Ss_30_40_95_55 : Natural slate roofing systems | Pr_20_85_09_82 : Stainless steel cavity barrier brackets
|  |  | Ac_20_50 : Commercial activities |  | Ss_30_40_95_60 : Natural stone slate roofing systems | Pr_20_85_09_84 : Stainless steel handrail brackets
|  |  | Ac_20_50_03 : Ambient products wholesale selling |  | Ss_30_40_95_65 : Plain tile roofing systems | Pr_20_85_09_87 : Stainless steel masonry brackets
|  |  | Ac_20_50_05 : Auctioning |  | Ss_30_40_95_70 : Reconstituted slate roofing systems | Pr_20_85_09_88 : Sink supports
|  |  | Ac_20_50_12 : Checking out and payment |  | Ss_30_40_95_74 : Roofing edges and junction systems | Pr_20_85_09_92 : Unplasticized polyvinyl chloride (PVC-U) downpipe brackets
|  |  | Ac_20_50_22 : Department store retail selling |  | Ss_30_40_95_95 : Wood shake or shingle roofing systems | Pr_20_85_09_93 : Unplasticized polyvinyl chloride (PVC-U) rainwater gutter brackets
|  |  | Ac_20_50_29 : Financial and professional services activity |  | Ss_30_42 : Floor covering and finishing systems | Pr_20_85_09_96 : Wall-hung WC support brackets
|  |  | Ac_20_50_32 : Food and drink retail selling |  | Ss_30_42_10 : Calcium sulfate based screed systems | Pr_20_85_09_98 : Wash basin support brackets
|  |  | Ac_20_50_33 : General retail selling |  | Ss_30_42_10_10 : Bonded calcium sulfate-based screed systems | Pr_20_85_10 : Bridge bearings
|  |  | Ac_20_50_36 : Hair and beauty treatments |  | Ss_30_42_10_30 : Floating calcium sulfate-based screed systems | Pr_20_85_10_20 : Cylindrical PTFE bearings
|  |  | Ac_20_50_45 : Kiosk retail selling |  | Ss_30_42_10_90 : Unbonded calcium sulfate-based screed systems | Pr_20_85_10_27 : Elastomeric bearings
|  |  | Ac_20_50_47 : Livestock wholesale selling |  | Ss_30_42_15 : Cementitious screed systems | Pr_20_85_10_35 : Guide bearings
|  |  | Ac_20_50_50 : Mail order sorting and despatching |  | Ss_30_42_15_10 : Bonded or partially bonded cementitious levelling screed systems | Pr_20_85_10_65 : Pot bearings
|  |  | Ac_20_50_51 : Market retail selling |  | Ss_30_42_15_15 : Cementitious wearing screed systems | Pr_20_85_10_70 : Restraint bearings
|  |  | Ac_20_50_55 : Motor vehicle selling |  | Ss_30_42_15_30 : Floating cementitious levelling screed systems | Pr_20_85_10_72 : Rocker bearings
|  |  | Ac_20_50_70 : Refrigerated products wholesale selling |  | Ss_30_42_15_90 : Unbonded cementitious levelling screed systems | Pr_20_85_10_73 : Roller bearings
|  |  | Ac_20_50_85 : Supermarket retail selling |  | Ss_30_42_20 : Deck covering systems | Pr_20_85_10_79 : Sliding element
|  |  | Ac_20_50_87 : Tattooing and piercing |  | Ss_30_42_30 : Floor paint systems | Pr_20_85_10_81 : Spherical PTFE bearings
|  |  | Ac_20_50_90 : Trying out goods |  | Ss_30_42_30_30 : Floor coating systems | Pr_20_85_11 : Bridge suspension cables
|  |  | Ac_20_50_96 : Waste and scrap wholesale selling |  | Ss_30_42_32 : Floor tiling systems | Pr_20_85_11_48 : Locked coil strand
|  |  | Ac_20_55 : Postal communications activities |  | Ss_30_42_32_30 : External floor tiling systems | Pr_20_85_11_60 : Parallel wire strand
|  |  | Ac_20_55_45 : Letter sorting |  | Ss_30_42_32_40 : Internal floor tiling systems | Pr_20_85_11_80 : Spiral strand
|  |  | Ac_20_55_60 : Parcel sorting |  | Ss_30_42_40 : Ice rink floor systems | Pr_20_85_12 : Bunds and ducts
|  |  | Ac_20_60 : Military protective activities |  | Ss_30_42_50 : Masonry flooring systems | Pr_20_85_12_14 : Concrete bund units
|  |  | Ac_20_60_08 : Bombardment sheltering |  | Ss_30_42_52 : Mastic asphalt flooring and floor underlay systems | Pr_20_85_12_24 : Concrete duct units
|  |  | Ac_20_60_70 : Radioactive fallout sheltering |  | Ss_30_42_52_50 : Mastic asphalt flooring systems | Pr_20_85_13 : Concrete base and foundation products
|  |  | Ac_20_62 : Parade activities |  | Ss_30_42_52_52 : Mastic asphalt floor underlay systems | Pr_20_85_13_29 : Concrete bases for fence posts
|  |  | Ac_20_62_65 : Parading |  | Ss_30_42_54 : Monolithic flooring systems | Pr_20_85_13_30 : Concrete floating slab foundations
|  |  | Ac_20_65 : Law enforcement activities |  | Ss_30_42_54_75 : Resin flooring systems | Pr_20_85_13_32 : Concrete foundation pads
|  |  | Ac_20_65_19 : Custody activities |  | Ss_30_42_72 : Resilient and textile floor covering systems | Pr_20_85_13_35 : Concrete ground beams
|  |  | Ac_20_65_40 : Identification parades |  | Ss_30_42_72_05 : Adhesive-fixed rolled carpet systems | Pr_20_85_13_63 : Concrete plinth units
|  |  | Ac_20_65_42 : Interviewing |  | Ss_30_42_72_10 : Carpet tile systems | Pr_20_85_13_65 : Concrete pocket foundations
|  |  | Ac_20_65_59 : Operational activities |  | Ss_30_42_72_25 : Edge-fixed carpeting systems | Pr_20_85_14 : Concrete flooring and decking products
|  |  | Ac_20_65_65 : Police detention |  | Ss_30_42_72_72 : Resilient sheet floor covering systems | Pr_20_85_14_14 : Concrete hollow core slabs
|  |  | Ac_20_70 : Judicial activities |  | Ss_30_42_72_75 : Resilient tile floor covering systems | Pr_20_85_14_15 : Concrete kentledge blocks
|  |  | Ac_20_70_15 : Conducting trials and hearings |  | Ss_30_42_90 : Terrazzo floor tiling and screed systems | Pr_20_85_14_16 : Concrete solid slabs
|  |  | Ac_20_70_23 : Defendant seating |  | Ss_30_42_90_90 : Terrazzo floor covering systems | Pr_20_85_16 : Columns and column accessories
|  |  | Ac_20_70_28 : Evidence storing |  | Ss_30_45 : Pavement covering and finishing systems | Pr_20_85_16_02 : Aluminium structural columns
|  |  | Ac_20_70_41 : Judicial seating |  | Ss_30_47 : Ceiling and soffit covering and finishing systems | Pr_20_85_16_03 : Aluminium column shoes
|  |  | Ac_20_70_44 : Jury seating |  | Ss_30_60 : Roof, floor and paving accessory systems | Pr_20_85_16_11 : Carbon steel columns
|  |  | Ac_20_70_68 : Public gallery viewing |  | Ss_30_60_50 : Metal sheet roof flashing systems | Pr_20_85_16_12 : Carbon steel column shoes
|  |  | Ac_20_70_97 : Witness standing |  | Ss_30_60_50_03 : Aluminium flashing systems | Pr_20_85_16_15 : Concrete columns
|  |  | Ac_20_75 : Detention activities |  | Ss_30_60_50_04 : Aluminium roof flashing and weathering systems | Pr_20_85_16_36 : Hardwood structural columns
|  |  | Ac_20_75_15 : Communal inmate day activities |  | Ss_30_60_50_11 : Carbon steel flashing and weathering systems | Pr_20_85_16_62 : Plastics columns
|  |  | Ac_20_75_35 : Guarding detainees |  | Ss_30_60_50_19 : Copper roof flashing and weathering systems | Pr_20_85_16_81 : Softwood structural columns
|  |  | Ac_20_75_38 : Holding of prisoners |  | Ss_30_60_50_47 : Lead roof flashing and weathering systems | Pr_20_85_16_84 : Stainless steel structural columns
|  |  | Ac_20_75_41 : Inmate exercising |  | Ss_30_60_50_84 : Stainless steel roof flashing and weathering systems | Pr_20_85_16_85 : Stainless steel column shoes
|  |  | Ac_20_75_67 : Prison detention |  | Ss_30_60_50_99 : Zinc roof flashing and weathering systems | Pr_20_85_16_86 : Stone columns
|  |  | Ac_20_75_75 : Secure entering and exiting |  | Ss_30_60_70 : Roof feature systems | Pr_20_85_16_96 : Wind posts
|  |  | Ac_20_75_77 : Secure visiting |  | Ss_30_75 : Roof, floor and paving drainage systems | Pr_20_85_28 : Erosion control and breakwater products
|  |  | Ac_20_75_95 : Vehicle impounding |  | Ss_30_75_40 : Kerb and channel systems | Pr_20_85_28_09 : Brushwood fascines
|  |  | Ac_20_80 : Weapons training activities |  | Ss_30_75_40_30 : Footway grating system | Pr_20_85_28_15 : Coir erosion mats
|  |  | Ac_20_80_31 : Firing of weapons |  | Ss_30_75_40_50 : Multi unit surface drainage channel systems | Pr_20_85_28_16 : Concrete tetrapods
|  |  | Ac_20_85 : Security activities |  | Ss_30_75_40_75 : Single unit surface drainage channel systems | Pr_20_85_28_27 : Erosion control logs
|  |  | Ac_20_85_63 : Pedestrian security checking |  | Ss_30_75_45 : Kerb and traffic separation systems | Pr_20_85_28_28 : Erosion control pallets
|  |  | Ac_20_85_95 : Vehicular security checking |  | Ss_30_75_45_03 : Asphalt kerb systems | Pr_20_85_28_33 : Galvanized wire bastion cages
|  |  | Ac_20_90 : Incident support activities |  | Ss_30_75_45_15 : Concrete kerb systems | Pr_20_85_28_34 : Galvanized wire mattress cages
|  |  | Ac_20_90_31 : Fire training |  | Ss_30_75_45_20 : Demarcation paving systems | Pr_20_85_28_35 : Galvanized wire trapion cages
|  |  | Ac_20_90_41 : Incident prevention |  | Ss_30_75_45_45 : Light duty kerb systems | Pr_20_85_28_36 : Galvanized wire gabion cages
|  |  | Ac_20_90_42 : Incident support |  | Ss_30_75_45_55 : Multi unit traffic calming systems | Pr_20_85_28_38 : Hessian bags
|  |  | Ac_20_90_78 : Sheltering from fire |  | Ss_30_75_45_65 : Precast kerb systems | Pr_20_85_28_62 : Plastics mattress cages
|  |  | Ac_25 : Cultural, educational, scientific and information activities |  | Ss_30_75_45_80 : Single unit traffic calming systems | Pr_20_85_28_63 : Polypropylene bags
|  |  | Ac_25_05 : Commemoration activities |  | Ss_30_75_45_85 : Traffic kerb systems | Pr_20_85_28_64 : Polypropylene (PP) rock rolls
|  |  | Ac_25_05_15 : Commemoration events |  | Ss_30_75_45_86 : Traffic separation systems | Pr_20_85_32 : Frames and grids
|  |  | Ac_25_10 : Educational activities |  | Ss_30_75_50 : Metal sheet gutter lining systems | Pr_20_85_32_02 : Aluminium frames
|  |  | Ac_25_10_05 : Assembling |  | Ss_30_75_50_05 : Aluminium sheet gutter lining systems | Pr_20_85_32_04 : Aluminium structural sealant glazing sub-frames
|  |  | Ac_25_10_15 : Communal educational activities |  | Ss_30_75_50_15 : Copper sheet gutter lining systems | Pr_20_85_32_11 : Carbon steel frames
|  |  | Ac_25_10_26 : Driving tuition |  | Ss_30_75_50_45 : Lead sheet gutter lining systems | Pr_20_85_32_12 : Carbon steel frame fasteners
|  |  | Ac_25_10_35 : Group work |  | Ss_30_75_50_75 : Stainless steel sheet gutter lining systems | Pr_20_85_32_13 : Carbon steel structural sealant glazing sub-frames
|  |  | Ac_25_10_47 : Lecturing |  | Ss_30_75_50_95 : Zinc sheet gutter lining systems | Pr_20_85_32_14 : Carbon steel dry lining frames
|  |  | Ac_25_10_78 : Seminar activities |  | Ss_30_95 : Temporary roof, floor and paving systems | Pr_20_85_32_22 : Demountable suspended ceiling grids
|  |  | Ac_25_10_84 : Studying |  | Ss_32 : Damp-proofing, waterproofing and plaster finishing systems | Pr_20_85_32_30 : Floor level chute support frames
|  |  | Ac_25_10_88 : Teaching |  | Ss_32_20 : Damp-proofing systems | Pr_20_85_32_80 : Solar module ballasted mounting frames
|  |  | Ac_25_20 : Design and craft activities |  | Ss_32_20_20 : Damp-proof courses renewal and insertion systems | Pr_20_85_32_81 : Solar module free-standing mounting frames
|  |  | Ac_25_20_13 : Ceramics making |  | Ss_32_20_20_15 : Chemical injection damp-proof course systems | Pr_20_85_32_82 : Space frames
|  |  | Ac_25_20_15 : Craft activities |  | Ss_32_20_20_62 : Physical insertion horizontal damp-proof course systems | Pr_20_85_32_84 : Stainless steel frames
|  |  | Ac_25_20_21 : Designing |  | Ss_32_20_20_63 : Physical insertion horizontal or stepped cavity tray systems | Pr_20_85_32_85 : Stainless steel frame fasteners
|  |  | Ac_25_20_24 : Drawing |  | Ss_32_20_20_64 : Physical insertion proprietary rising damp remedial systems | Pr_20_85_32_88 : Timber dry lining frames
|  |  | Ac_25_20_60 : Painting |  | Ss_32_20_20_65 : Physical insertion vertical damp-proof course systems | Pr_20_85_32_92 : Unplasticized polyvinyl chloride (PVC-U) frames
|  |  | Ac_25_20_88 : Technical drawing |  | Ss_32_20_30 : Floor damp-proofing systems | Pr_20_85_32_93 : Unplasticized polyvinyl chloride (PVC-U) sub-frames
|  |  | Ac_25_30 : Scientific and laboratory activities |  | Ss_32_20_30_10 : Cementitious mortar slurry floor damp-proofing systems | Pr_20_85_32_94 : Unplasticized polyvinyl chloride (PVC-U) window sub-frames
|  |  | Ac_25_30_02 : Anechoic activities |  | Ss_32_20_30_15 : Cold-applied liquid floor damp-proofing systems | Pr_20_85_32_96 : Wood frames
|  |  | Ac_25_30_04 : Astronomy |  | Ss_32_20_30_30 : Fully-bonded bitumen membrane overslab damp-proofing systems | Pr_20_85_32_97 : Wood sub-frames
|  |  | Ac_25_30_07 : Biology |  | Ss_32_20_30_35 : Fully-bonded bitumen membrane underslab damp-proofing systems | Pr_20_85_32_98 : Wood window sub-frames
|  |  | Ac_25_30_10 : Bioscience researching |  | Ss_32_20_30_40 : Hot-applied liquid floor damp-proofing systems | Pr_20_85_46 : Lathings and furrings
|  |  | Ac_25_30_13 : Chemistry |  | Ss_32_20_30_45 : Loose-laid bitumen membrane overslab damp-proofing systems | Pr_20_85_46_21 : Damp-proof lathings
|  |  | Ac_25_30_15 : Clinical biochemistry |  | Ss_32_20_30_46 : Loose-laid bitumen membrane underslab damp-proofing systems | Pr_20_85_46_28 : Expanded metal lathings
|  |  | Ac_25_30_16 : Clinical microbiology |  | Ss_32_20_30_48 : Loose-laid polyethylene membrane oversite damp-proofing systems | Pr_20_85_46_36 : Hardwood furrings
|  |  | Ac_25_30_17 : Clinical pathology |  | Ss_32_20_30_50 : Loose-laid polyethylene membrane overslab damp-proofing systems | Pr_20_85_46_52 : Metal arch form lathings
|  |  | Ac_25_30_19 : Containment |  | Ss_32_20_30_51 : Loose-laid polyethylene membrane underslab damp-proofing systems | Pr_20_85_46_53 : Metal furring channels
|  |  | Ac_25_30_21 : Dark room activities |  | Ss_32_20_30_55 : Mastic asphalt floor damp-proofing systems | Pr_20_85_46_96 : Wood lathings
|  |  | Ac_25_30_22 : Dental laboratory activities |  | Ss_32_20_30_60 : Plastics studded membrane floor damp-proofing systems | Pr_20_85_46_97 : Wood tapered firring pieces
|  |  | Ac_25_30_23 : Dissection |  | Ss_32_20_30_65 : Pre-applied anchored membrane underslab damp-proofing systems | Pr_20_85_47 : Legs, pedestals, hangers and stringers
|  |  | Ac_25_30_26 : Earth sciences |  | Ss_32_20_30_75 : Self-adhesive bitumen membrane floor damp-proofing systems | Pr_20_85_47_01 : Access floor bridging sections
|  |  | Ac_25_30_27 : Engineering |  | Ss_32_20_95 : Wall damp-proofing systems | Pr_20_85_47_02 : Access floor pedestals
|  |  | Ac_25_30_28 : Experiment controlling |  | Ss_32_20_95_10 : Cementitious mortar slurry internal wall damp-proofing systems | Pr_20_85_47_03 : Access floor stringers
|  |  | Ac_25_30_29 : Flow cytometry |  | Ss_32_20_95_15 : Cold-applied liquid internal wall damp-proofing systems | Pr_20_85_47_04 : Acoustic batten cradles
|  |  | Ac_25_30_30 : Food testing |  | Ss_32_20_95_65 : Plastics studded membrane internal wall damp-proofing systems | Pr_20_85_47_20 : Cubicle and partition legs
|  |  | Ac_25_30_31 : Forensic science activities |  | Ss_32_46 : Lath and plaster systems | Pr_20_85_47_22 : Decking and paving pedestals
|  |  | Ac_25_30_33 : Geology activities |  | Ss_32_46_50 : Metal lathing and anchored mesh reinforcement systems | Pr_20_85_47_47 : Leg supports
|  |  | Ac_25_30_36 : Hyperbaric activities |  | Ss_32_46_50_05 : Anchored mesh reinforcement systems | Pr_20_85_47_50 : Metal hanging rails
|  |  | Ac_25_30_46 : Laboratory cold activities |  | Ss_32_46_50_50 : Metal lathing casing systems | Pr_20_85_47_51 : Metal suspended ceiling hangers
|  |  | Ac_25_30_47 : Laboratory warm activities |  | Ss_32_46_50_51 : Metal lathing on framing systems | Pr_20_85_47_84 : Stair stringers
|  |  | Ac_25_30_50 : Material testing |  | Ss_32_46_50_52 : Metal lathing on hangers, bearers and runners systems | Pr_20_85_47_88 : Timber dowel hanging rails
|  |  | Ac_25_30_66 : Physics activities |  | Ss_32_46_50_53 : Metal lathing on solid substrate systems | Pr_20_85_48 : Lintels
|  |  | Ac_25_30_68 : Psychology researching |  | Ss_32_46_65 : Plaster coating systems | Pr_20_85_48_02 : Aggregate concrete trough lintels
|  |  | Ac_25_30_70 : Radiation shielded activities |  | Ss_32_46_65_15 : Clay plaster systems | Pr_20_85_48_11 : Carbon steel lintels
|  |  | Ac_25_30_76 : Scientific instrument activities |  | Ss_32_46_65_55 : Multicoat plaster systems | Pr_20_85_48_13 : Clay block trough lintels
|  |  | Ac_25_30_78 : Seismograph activities |  | Ss_32_46_65_58 : One coat plaster systems | Pr_20_85_48_15 : Concrete lintels
|  |  | Ac_25_30_85 : Sterilising activities |  | Ss_32_80 : Waterproofing and tanking systems | Pr_20_85_48_33 : Glass-reinforced concrete (GRC) built-in lintel heads
|  |  | Ac_25_30_89 : Tissue culturing |  | Ss_32_80_03 : Applied systems | Pr_20_85_48_34 : Glass-reinforced concrete (GRC) dressing lintel heads
|  |  | Ac_25_30_90 : Toxicology activities |  | Ss_32_80_03_08 : Bridge deck liquid sprayed systems | Pr_20_85_48_43 : Inset open fireplace throat-forming lintels and corbel units
|  |  | Ac_25_50 : Exhibition activities |  | Ss_32_80_03_10 : Cementitious proprietary mortar slurry tanking systems | Pr_20_85_48_50 : Manufactured stone lintels
|  |  | Ac_25_50_04 : Art exhibiting |  | Ss_32_80_03_12 : Cementitious site-batched-and-mixed mortar tanking systems | Pr_20_85_48_56 : Natural stone lintels
|  |  | Ac_25_50_15 : Collection exhibiting |  | Ss_32_80_03_14 : Cold-applied liquid external tanking systems | Pr_20_85_48_67 : Prestressed concrete lintels
|  |  | Ac_25_50_16 : Conservation of art and artefacts |  | Ss_32_80_03_16 : Cold-applied liquid sandwiched tanking systems | Pr_20_85_48_88 : Timber lintels
|  |  | Ac_25_50_21 : Diorama exhibiting |  | Ss_32_80_03_18 : Crystallization-active cementitious mortar dry shake tanking systems | Pr_20_85_50 : Masts and poles
|  |  | Ac_25_50_29 : Fauna exhibiting |  | Ss_32_80_03_20 : Crystallization-active cementitious mortar slurry tanking systems | Pr_20_85_50_01 : Aeronautical ground lighting masts
|  |  | Ac_25_50_31 : Flora exhibiting |  | Ss_32_80_03_40 : Interstitial grouting systems | Pr_20_85_50_50 : Metal windsock masts
|  |  | Ac_25_50_65 : Projecting representations of the night sky |  | Ss_32_80_03_50 : Mastic asphalt external tanking systems | Pr_20_85_50_64 : Plastics windsock masts
|  |  | Ac_25_50_73 : Sculpture exhibiting |  | Ss_32_80_03_52 : Mastic asphalt sandwiched tanking systems | Pr_20_85_50_85 : Surveillance camera masts
|  |  | Ac_25_50_94 : Viewing activities |  | Ss_32_80_03_54 : Mastic asphalt tank lining systems | Pr_20_85_50_90 : Traffic signal pole
|  |  | Ac_25_70 : Information activities |  | Ss_32_80_03_90 : Tunnel spray applied membrane systems | Pr_20_85_62 : Piles and ancillary products
|  |  | Ac_25_70_04 : Archiving |  | Ss_32_80_79 : Sheeted systems | Pr_20_85_62_10 : Carbon steel displacement piles
|  |  | Ac_25_70_05 : Audio-visual studying |  | Ss_32_80_79_08 : Bridge deck sheet systems | Pr_20_85_62_11 : Carbon steel pile casings
|  |  | Ac_25_70_11 : Cataloguing |  | Ss_32_80_79_30 : Fully-bonded bitumen membrane external tanking systems | Pr_20_85_62_12 : Carbon steel pile shoes
|  |  | Ac_25_70_23 : Domestic book storing and reading |  | Ss_32_80_79_32 : Fully-bonded bitumen membrane sandwiched tanking systems | Pr_20_85_62_13 : Carbon steel screw piles
|  |  | Ac_25_70_30 : Film storing |  | Ss_32_80_79_35 : Ground supported water retention sheet lining systems | Pr_20_85_62_14 : Carbon steel sheet piles
|  |  | Ac_25_70_47 : Library storing |  | Ss_32_80_79_36 : Hard rigid plastics sheet membrane waterproofing systems | Pr_20_85_62_15 : Cast steel pile shoes
|  |  | Ac_25_70_71 : Reading |  | Ss_32_80_79_40 : High density plastics studded membrane cavity drain waterproofing systems | Pr_20_85_62_17 : Concrete cantilevered knuckle piles
|  |  | Ac_25_70_72 : Records storing |  | Ss_32_80_79_45 : Loose-laid bentonite membrane external or sandwiched tanking systems | Pr_20_85_62_18 : Concrete piles
|  |  | Ac_25_70_76 : Scanning |  | Ss_32_80_79_75 : Self-adhesive bitumen membrane external tanking systems | Pr_20_85_62_19 : Concrete pile caps
|  |  | Ac_25_90 : Worship activities |  | Ss_32_80_79_77 : Self-adhesive bitumen membrane sandwiched tanking systems | Pr_20_85_62_36 : Hardwood piles
|  |  | Ac_25_90_12 : Ceremonial activities |  | Ss_32_80_79_84 : Steel membrane waterproofing systems | Pr_20_85_62_64 : Plastics drainage weep holes
|  |  | Ac_25_90_15 : Conducting acts of worship |  | Ss_32_80_79_85 : Structure supported water retention sheet lining systems | Pr_20_85_62_65 : Plastics screw piles
|  |  | Ac_25_90_60 : Pastoral care |  | Ss_32_80_79_90 : Tunnel sheet membrane systems | Pr_20_85_62_66 : Plastics sheet piles
|  |  | Ac_25_90_67 : Preparing for acts of worship |  | Ss_32_80_79_92 : Unbonded flexible sheet membrane waterproofing systems | Pr_20_85_62_77 : Sheet pile wall corner connectors
|  |  | Ac_30 : Industrial activities |  | Ss_35 : Stair and ramp systems | Pr_20_85_62_80 : Softwood piles
|  |  | Ac_30_10 : Mineral extraction activities |  | Ss_35_10 : Stair and ramp structure systems | Pr_20_85_65 : Platforms
|  |  | Ac_30_10_57 : Offshore oil and gas drilling |  | Ss_35_10_25 : External stair and ramp systems | Pr_20_85_65_11 : Concrete platform copings
|  |  | Ac_30_10_59 : Onshore oil and gas drilling |  | Ss_35_10_25_34 : Ground bearing external ramp systems | Pr_20_85_65_13 : Concrete platform sections
|  |  | Ac_30_10_60 : Opencast mining |  | Ss_35_10_25_35 : Ground bearing external stair systems | Pr_20_85_65_15 : Concrete platform slabs
|  |  | Ac_30_10_69 : Quarrying |  | Ss_35_10_25_83 : Suspended external ramp systems | Pr_20_85_65_17 : Concrete platform units
|  |  | Ac_30_10_91 : Underground mining |  | Ss_35_10_25_85 : Suspended external stair systems | Pr_20_85_65_34 : Glass reinforced plastics (GRP) modular platform panel
|  |  | Ac_30_10_93 : Underground mine access |  | Ss_35_10_30 : Fixed utilitarian access systems | Pr_20_85_69 : Rail buffer stops
|  |  | Ac_30_10_94 : Underground mine tunnelling |  | Ss_35_10_30_15 : Companionway ladder systems | Pr_20_85_69_30 : Fixed buffer stops
|  |  | Ac_30_30 : Mineral processing activities |  | Ss_35_10_30_40 : Industrial stair systems | Pr_20_85_69_31 : Friction buffer stops
|  |  | Ac_30_30_33 : Gas processing |  | Ss_35_10_30_60 : Permanently-fixed roof ladder systems | Pr_20_85_69_39 : Hydraulic buffer stops
|  |  | Ac_30_30_58 : Oil processing |  | Ss_35_10_30_62 : Permanently-fixed vertical ladder systems | Pr_20_85_70 : Rail supports and fixings
|  |  | Ac_30_30_59 : Ore processing |  | Ss_35_10_30_95 : Working platform and walkway systems | Pr_20_85_70_02 : Adjustable rail clips
|  |  | Ac_30_40 : Animal and plant products processing activities |  | Ss_35_10_40 : Internal stair and ramp systems | Pr_20_85_70_15 : Composite insulator
|  |  | Ac_30_40_06 : Baking |  | Ss_35_10_40_20 : Curved internal stair systems | Pr_20_85_70_17 : Concrete track bed
|  |  | Ac_30_40_07 : Bottling |  | Ss_35_10_40_40 : Internal ramp systems | Pr_20_85_70_27 : Ethyl vinyl acetate rail pad
|  |  | Ac_30_40_09 : Brewing |  | Ss_35_10_40_42 : Internal stair systems | Pr_20_85_70_34 : Glass reinforced nylon insulator
|  |  | Ac_30_40_10 : Butter-making |  | Ss_35_10_40_84 : Straight internal stair systems | Pr_20_85_70_41 : Insulated third rail support
|  |  | Ac_30_40_11 : Canning |  | Ss_35_10_85 : Structural stair and ramp systems | Pr_20_85_70_57 : Nylon insulator
|  |  | Ac_30_40_18 : Cheese making |  | Ss_35_10_85_15 : Concrete stair or ramp systems | Pr_20_85_70_64 : Plain line baseplates
|  |  | Ac_30_40_22 : Distilling |  | Ss_35_10_85_35 : Heavy steel stair or ramp systems | Pr_20_85_70_65 : Plastics rail embedment
|  |  | Ac_30_40_30 : Fish processing |  | Ss_35_10_85_65 : Precast concrete stair or ramp systems | Pr_20_85_70_70 : Rail boot
|  |  | Ac_30_40_32 : Fresh fruit and vegetable packing |  | Ss_35_10_85_90 : Timber stair or ramp systems | Pr_20_85_70_71 : Rail clip and baseplate assemblies
|  |  | Ac_30_40_44 : Juicing |  | Ss_35_30 : Stair and ramp opening systems | Pr_20_85_70_73 : Rubber bonded cork rail pad
|  |  | Ac_30_40_52 : Meat processing |  | Ss_35_30_15 : Concrete stair and ramp glazing systems | Pr_20_85_70_74 : Rubber chamber filling element
|  |  | Ac_30_40_54 : Milk processing |  | Ss_35_30_15_15 : Concrete stair tread glazing systems | Pr_20_85_70_75 : Rubber rail pad
|  |  | Ac_30_40_55 : Milling |  | Ss_35_40 : Stair and ramp covering and finishing systems | Pr_20_85_70_77 : S&C baseplates
|  |  | Ac_30_40_63 : Plant fibre sorting |  | Ss_35_40_82 : Stair carpeting systems | Pr_20_85_70_89 : Third rail cover board
|  |  | Ac_30_40_65 : Poultry processing |  | Ss_35_40_82_05 : Adhesive-fixed stair carpeting systems | Pr_20_85_70_96 : Weldable rail clips
|  |  | Ac_30_40_80 : Slaughtering |  | Ss_35_95 : Temporary stair and ramp systems | Pr_20_85_71 : Rail rings
|  |  | Ac_30_40_87 : Tanning |  | Ss_37 : Tunnel, shaft, vessel and tower systems | Pr_20_85_71_11 : Carbon steel rings
|  |  | Ac_30_40_88 : Threshing |  | Ss_37_14 : Chute systems | Pr_20_85_71_12 : Cast iron bolted rings
|  |  | Ac_30_40_89 : Timber sawing |  | Ss_37_14_10 : Bulk material chute systems | Pr_20_85_71_13 : Cast iron expanded rings
|  |  | Ac_30_40_90 : Tobacco drying |  | Ss_37_14_25 : Escape chute systems | Pr_20_85_71_15 : Concrete bolted rings
|  |  | Ac_30_40_96 : Wine making |  | Ss_37_14_70 : Refuse and linen chute systems | Pr_20_85_71_16 : Concrete expanded rings
|  |  | Ac_30_40_98 : Wool sorting |  | Ss_37_14_70_08 : Built-in linen chute systems | Pr_20_85_71_57 : Nodular iron rings
|  |  | Ac_30_50 : Manufacturing activities |  | Ss_37_14_70_10 : Built-in refuse chute systems | Pr_20_85_72 : Rail sleepers and bearers
|  |  | Ac_30_50_27 : Electronics clean activities |  | Ss_37_14_70_63 : Post-fixed linen chute systems | Pr_20_85_72_11 : Carbon steel sleepers
|  |  | Ac_30_50_30 : Heavy industrial activities |  | Ss_37_14_70_65 : Post-fixed refuse chute systems | Pr_20_85_72_20 : Concrete bearers
|  |  | Ac_30_50_53 : Light industrial activities |  | Ss_37_16 : Vessel and trench systems | Pr_20_85_72_21 : Concrete monoblock sleepers
|  |  | Ac_30_50_60 : Packaging |  | Ss_37_16_02 : Above ground pool systems | Pr_20_85_72_22 : Concrete twinblock sleepers
|  |  | Ac_30_50_61 : Paint spraying |  | Ss_37_16_05 : Basement water retaining systems | Pr_20_85_72_36 : Hardwood sleepers
|  |  | Ac_30_50_64 : Printing |  | Ss_37_16_10 : Bund systems | Pr_20_85_72_80 : Sleeper anchors
|  |  | Ac_30_60 : Cleaning and maintenance activities |  | Ss_37_16_10_32 : Fuel tank bund systems | Pr_20_85_72_88 : Timber bearers
|  |  | Ac_30_60_12 : Cleaning |  | Ss_37_16_50 : Metal and plastics water retaining systems | Pr_20_85_72_89 : Timber sleepers
|  |  | Ac_30_60_13 : Clothes drying and airing |  | Ss_37_16_65 : Pond and wetland systems | Pr_20_85_76 : Shock absorbers
|  |  | Ac_30_60_15 : Commercial laundering |  | Ss_37_16_65_40 : Informal pond system | Pr_20_85_76_09 : Bridge shock absorbers
|  |  | Ac_30_60_23 : Domestic laundering |  | Ss_37_16_65_70 : Raised formal pond systems | Pr_20_85_76_76 : Seismic dampers
|  |  | Ac_30_60_24 : Dry cleaning |  | Ss_37_16_65_85 : Submerged formal pond systems | Pr_20_85_84 : Straps, ties, channels and inserts
|  |  | Ac_30_60_42 : Ironing |  | Ss_37_16_65_95 : Wetland systems | Pr_20_85_84_02 : Aluminium bronze slot ties
|  |  | Ac_30_60_75 : Service laundering |  | Ss_37_16_75 : Silo systems | Pr_20_85_84_04 : Aluminium bronze wall head restraint slip ties
|  |  | Ac_30_60_94 : Vehicle washing |  | Ss_37_16_90 : Trench, pipeway and pit systems | Pr_20_85_84_11 : Carbon steel cast-in channels
|  |  | Ac_30_60_96 : Washing up |  | Ss_37_16_90_11 : Cable protection systems | Pr_20_85_84_12 : Carbon steel movement joint lateral restraint slip ties
|  |  | Ac_30_80 : Kinetic power generation |  | Ss_37_16_90_28 : External underground surface duct systems | Pr_20_85_84_13 : Carbon steel lateral restraint straps
|  |  | Ac_30_85 : Marine and water storage and maintenance activities |  | Ss_37_16_90_63 : Pit systems | Pr_20_85_84_14 : Carbon steel slot ties
|  |  | Ac_30_85_08 : Boat repairing |  | Ss_37_16_95 : Watertight structural systems | Pr_20_85_84_15 : Carbon steel threaded studding ties
|  |  | Ac_30_85_24 : Dry repair docking |  | Ss_37_16_95_78 : Sewage treatment vessel systems | Pr_20_85_84_16 : Carbon steel tie bars
|  |  | Ac_30_85_30 : Floating repair docking |  | Ss_37_17 : Tower, chimney and mast systems | Pr_20_85_84_17 : Carbon steel vertical restraint straps
|  |  | Ac_30_85_97 : Wet repair docking |  | Ss_37_17_13 : Chimney systems | Pr_20_85_84_18 : Carbon steel wall head restraint slip ties
|  |  | Ac_30_90 : Warehousing and distribution activities |  | Ss_37_17_13_50 : Masonry chimney stack systems | Pr_20_85_84_19 : Cavity wall ties
|  |  | Ac_30_90_33 : Goods delivery |  | Ss_37_17_35 : Gantry systems | Pr_20_85_84_20 : Channel slot ties
|  |  | Ac_30_90_48 : Loading |  | Ss_37_17_35_11 : Cantilever gantry systems | Pr_20_85_84_21 : Copper slot ties
|  |  | Ac_30_90_80 : Sorting and distributing |  | Ss_37_17_35_32 : Full span gantry systems | Pr_20_85_84_22 : Copper wall head restraint slip ties
|  |  | Ac_30_90_96 : Warehousing |  | Ss_37_17_35_50 : Mast arm sign gantry systems | Pr_20_85_84_28 : Existing wall tie isolating sleeves
|  |  | Ac_32 : Water and land management activities |  | Ss_37_17_35_60 : Portal sign gantry systems | Pr_20_85_84_33 : General-purpose slip ties
|  |  | Ac_32_10 : Agricultural and horticultural activities |  | Ss_37_17_45 : Lattice tower and pylon systems | Pr_20_85_84_36 : Head restraint slip ties
|  |  | Ac_32_10_02 : Agricultural maintenance |  | Ss_37_17_50 : Mast systems | Pr_20_85_84_46 : Lateral restraint ties
|  |  | Ac_32_10_26 : Farm yard activities |  | Ss_37_17_50_72 : Road mast systems | Pr_20_85_84_50 : Masonry repair ties
|  |  | Ac_32_10_27 : Fertilizing |  | Ss_37_17_90 : Tower systems | Pr_20_85_84_57 : Non-loadbearing wall head restraints
|  |  | Ac_32_10_29 : Fish cultivating |  | Ss_37_40 : Tunnel, shaft, vessel and tower covering and finishing systems | Pr_20_85_84_61 : Permanent insulation formwork (PIF) connectors
|  |  | Ac_32_10_34 : Glasshouse growing |  | Ss_37_40_85 : Swimming pool tiling systems | Pr_20_85_84_62 : Phosphor bronze slot ties
|  |  | Ac_32_10_36 : Hedge laying |  | Ss_37_40_85_83 : Swimming pool floor tiling systems | Pr_20_85_84_63 : Phosphor bronze wall head restraint slip ties
|  |  | Ac_32_10_38 : Horticultural activities |  | Ss_37_40_85_85 : Swimming pool wall tiling systems | Pr_20_85_84_64 : Polyester (PET) straps
|  |  | Ac_32_10_42 : Irrigating |  | Ss_37_50 : Shafts and tunnels structural systems | Pr_20_85_84_69 : Restraint belts
|  |  | Ac_32_10_47 : Livestock activities |  | Ss_37_50_80 : Shaft structure systems | Pr_20_85_84_70 : Roof gutter straps
|  |  | Ac_32_10_52 : Milking |  | Ss_37_50_80_50 : Masonry lined shaft systems | Pr_20_85_84_73 : Shear wall ties
|  |  | Ac_32_10_55 : Mushroom cultivating |  | Ss_37_50_80_71 : Reinforced concrete shaft structure systems | Pr_20_85_84_74 : Slotted wall channels and brackets
|  |  | Ac_32_10_61 : Pest management |  | Ss_37_50_80_77 : Segmental shaft structure systems | Pr_20_85_84_75 : Stainless steel lateral restraint straps
|  |  | Ac_32_10_64 : Ploughing |  | Ss_37_50_80_83 : Sprayed concrete shaft lining systems | Pr_20_85_84_76 : Stainless steel slot ties
|  |  | Ac_32_10_66 : Poultry rearing |  | Ss_37_50_80_90 : Unit lined shaft systems | Pr_20_85_84_77 : Stainless steel threaded studding ties
|  |  | Ac_32_10_68 : Propagating |  | Ss_37_50_92 : Tunnel structure systems | Pr_20_85_84_78 : Stainless steel tie bars
|  |  | Ac_32_10_70 : Pruning |  | Ss_37_50_92_15 : Colliery arch tunnel or adit systems | Pr_20_85_84_79 : Stainless steel vertical restraint straps
|  |  | Ac_32_10_77 : Sheep shearing |  | Ss_37_50_92_50 : Masonry tunnel structure systems | Pr_20_85_84_80 : Stainless steel wall head restraint slip ties
|  |  | Ac_32_10_78 : Sheep dipping |  | Ss_37_50_92_71 : Reinforced concrete tunnel structure systems | Pr_20_85_84_81 : Stainless steel drive ties
|  |  | Ac_32_10_79 : Silviculture |  | Ss_37_50_92_79 : Sectional tunnel structure systems | Pr_20_85_84_82 : Stainless steel resin-bonded ties
|  |  | Ac_32_10_80 : Sowing |  | Ss_37_50_92_83 : Sprayed concrete tunnel lining systems | Pr_20_85_84_83 : Stainless steel expansion ties
|  |  | Ac_32_10_94 : Viticulture |  | Ss_37_50_92_90 : Unit lined tunnel systems | Pr_20_85_84_84 : Stainless steel cast-in channels
|  |  | Ac_32_10_96 : Weed management |  | Ss_37_60 : Tunnel, shaft, vessel and tower accessory systems | Pr_20_85_84_85 : Stainless steel cladding channels
|  |  | Ac_32_50 : Marine and water activities |  | Ss_37_95 : Temporary tunnel, shaft, vessel and tower systems | Pr_20_85_84_86 : Stainless steel cladding ties
|  |  | Ac_32_50_38 : Harbour protecting |  | Ss_40 : Signage, fittings, furnishings and equipment (FF&E) and general finishing systems | Pr_20_85_84_87 : Surface mounted channels
|  |  | Ac_32_50_94 : Vessel berthing |  | Ss_40_10 : Signage systems | Pr_20_85_84_88 : Tension or compression bracing products
|  |  | Ac_32_50_95 : Vessel launching |  | Ss_40_10_25 : External signage and interpretation systems | Pr_20_85_84_89 : Tension straps
|  |  | Ac_32_60 : Natural spaces activities |  | Ss_40_10_25_25 : Electrical external signage systems | Pr_20_85_84_95 : Wall starters and connectors
|  |  | Ac_32_60_27 : Erosion |  | Ss_40_10_25_30 : Fixed external signage systems | Pr_20_85_84_97 : Water-resistant concrete formwork ties
|  |  | Ac_32_60_30 : Flooding |  | Ss_40_10_25_32 : Free-standing external architectural signage systems | Pr_20_85_85 : Structural bearings
|  |  | Ac_35 : Medical, health, welfare and sanitary activities |  | Ss_40_10_30 : Fire and safety signage systems | Pr_20_85_85_11 : Carbon steel stools
|  |  | Ac_35_10 : Medical activities |  | Ss_40_10_30_30 : Fire signage systems | Pr_20_85_85_30 : Flat jacks
|  |  | Ac_35_10_08 : Birthing |  | Ss_40_10_30_75 : Safety signage systems | Pr_20_85_85_74 : Rubber bearings
|  |  | Ac_35_10_10 : Burns treating |  | Ss_40_10_40 : Internal architectural signage systems | Pr_20_85_85_80 : Sliding surface bearings
|  |  | Ac_35_10_15 : Consulting |  | Ss_40_10_40_25 : Electrical internal architectural signage systems | Pr_20_85_85_84 : Stainless steel stools
|  |  | Ac_35_10_31 : First aiding |  | Ss_40_10_40_30 : Fixed internal architectural signage systems | Pr_20_85_86 : Struts and props
|  |  | Ac_35_10_36 : Hearing testing |  | Ss_40_10_40_32 : Free-standing internal architectural signage systems | Pr_20_85_86_11 : Carbon steel struts
|  |  | Ac_35_10_39 : Hydrotherapy |  | Ss_40_10_90 : Traffic signage and marking systems | Pr_20_85_86_30 : Formwork props
|  |  | Ac_35_10_42 : Intensive caring |  | Ss_40_10_90_18 : Crossing road marking systems | Pr_20_85_86_31 : Formwork shores
|  |  | Ac_35_10_43 : Isolation caring |  | Ss_40_10_90_23 : Diagrammatic road marking systems | Pr_20_85_86_39 : Hydraulic jacks
|  |  | Ac_35_10_51 : Medical scanning |  | Ss_40_10_90_36 : Hatched road marking systems | Pr_20_85_86_76 : Screw jacks
|  |  | Ac_35_10_53 : Midwifery |  | Ss_40_10_90_70 : Rail traffic signage systems | Pr_20_85_86_84 : Stainless steel struts
|  |  | Ac_35_10_57 : Nursing |  | Ss_40_10_90_72 : Road signage systems | Pr_20_85_86_89 : Trench boxes or shields
|  |  | Ac_35_10_58 : Occupational therapy |  | Ss_40_15 : General fittings, furnishings and equipment (FF&E) systems | Pr_20_85_86_90 : Trench shores
|  |  | Ac_35_10_59 : Operating |  | Ss_40_15_25 : Catering FF&E systems | Pr_20_85_86_91 : Trench struts
|  |  | Ac_35_10_64 : Pharmaceutical dispensing |  | Ss_40_15_25_15 : Commercial catering FF&E systems | Pr_20_85_90 : Trusses and lattice frames
|  |  | Ac_35_10_65 : Phototherapy |  | Ss_40_15_25_20 : Domestic catering FF&E systems | Pr_20_85_90_02 : Aluminium lattice trusses and frames
|  |  | Ac_35_10_66 : Physiotherapy |  | Ss_40_15_35 : General and joinery FF&E systems | Pr_20_85_90_11 : Carbon steel lattice floor joists and purlins
|  |  | Ac_35_10_70 : Radiography |  | Ss_40_15_35_35 : General FF&E systems | Pr_20_85_90_12 : Carbon steel pitched roof trusses
|  |  | Ac_35_10_71 : Radiotherapy |  | Ss_40_15_35_50 : Minor joinery systems | Pr_20_85_90_36 : Hardwood lattice joists
|  |  | Ac_35_10_74 : Rehabilitating |  | Ss_40_15_46 : Laundry FF&E systems | Pr_20_85_90_37 : Hardwood trussed rafters
|  |  | Ac_35_10_76 : Screening |  | Ss_40_15_46_15 : Commercial laundry FF&E systems | Pr_20_85_90_38 : Hardwood trusses
|  |  | Ac_35_50 : Welfare activities |  | Ss_40_15_46_20 : Domestic laundry FF&E | Pr_20_85_90_81 : Softwood trusses
|  |  | Ac_35_50_21 : Day care |  | Ss_40_15_75 : Sanitary appliance systems | Pr_20_85_90_82 : Softwood trussed rafters
|  |  | Ac_35_50_42 : Infant caring |  | Ss_40_15_75_05 : Bath systems | Pr_20_93 : Unit structure and general products
|  |  | Ac_35_60 : Food management activities |  | Ss_40_15_75_10 : Bidet systems | Pr_20_93_33 : Glass blocks and panels
|  |  | Ac_35_60_16 : Cooking |  | Ss_40_15_75_20 : Disposal unit (slop hopper) systems | Pr_20_93_33_12 : Cellular glass thermal blocks
|  |  | Ac_35_60_30 : Food preparation |  | Ss_40_15_75_25 : Drinking fountain systems | Pr_20_93_33_30 : Fire rated glass block wall panels
|  |  | Ac_35_60_31 : Food serving |  | Ss_40_15_75_35 : Health care macerator systems | Pr_20_93_33_31 : Glass block dry joint spacers
|  |  | Ac_35_70 : Funerary activities |  | Ss_40_15_75_45 : Janitorial unit systems | Pr_20_93_33_32 : Glass block mortar joint spacers
|  |  | Ac_35_70_04 : Ash urn storing |  | Ss_40_15_75_75 : Sanitary accessory systems | Pr_20_93_33_33 : Glass block wall panels
|  |  | Ac_35_70_10 : Burial |  | Ss_40_15_75_76 : Sauna package systems | Pr_20_93_33_34 : Glass blocks
|  |  | Ac_35_70_18 : Cremating |  | Ss_40_15_75_77 : Scrub-up trough systems | Pr_20_93_33_52 : Mortar jointed glass block wall panels
|  |  | Ac_35_70_42 : Interment in a vault or tomb |  | Ss_40_15_75_78 : Shower area systems | Pr_20_93_33_53 : Mortar jointed and sealant pointed glass block wall panels
|  |  | Ac_35_80 : Sanitary activities |  | Ss_40_15_75_79 : Shower cubicle systems | Pr_20_93_33_76 : Sealant pointed glass block wall panels
|  |  | Ac_35_80_06 : Baby changing |  | Ss_40_15_75_80 : Sink systems | Pr_20_93_37 : Headwall and swale inlet products
|  |  | Ac_35_80_07 : Bathing |  | Ss_40_15_75_85 : Steam bath package systems | Pr_20_93_37_62 : Plastics headwall units
|  |  | Ac_35_80_80 : Showering |  | Ss_40_15_75_92 : Urinal systems | Pr_20_93_37_63 : Plastics swale inlets
|  |  | Ac_35_85 : Animal activities |  | Ss_40_15_75_94 : Wash basin systems | Pr_20_93_37_65 : Precast concrete headwall units
|  |  | Ac_35_85_02 : Animal care |  | Ss_40_15_75_96 : Wash fountain systems | Pr_20_93_37_66 : Precast concrete swale inlets
|  |  | Ac_35_85_04 : Animal exercising |  | Ss_40_15_75_98 : Wash trough systems | Pr_20_93_51 : Masonry flooring units
|  |  | Ac_35_90 : Animal medical |  | Ss_40_15_77 : Sauna FF&E systems | Pr_20_93_51_02 : Aggregate concrete infill blocks
|  |  | Ac_35_90_25 : Animal drug dispensing |  | Ss_40_15_90 : Toilet systems | Pr_20_93_51_05 : Autoclaved aerated concrete (AAC) infill blocks
|  |  | Ac_35_90_32 : Animal funerary activities |  | Ss_40_15_90_05 : Accessible WC package systems | Pr_20_93_51_28 : Expanded polystyrene (EPS) infill blocks
|  |  | Ac_35_90_34 : Animal grooming |  | Ss_40_15_90_85 : Squatting WC systems | Pr_20_93_52 : Masonry walling units
|  |  | Ac_35_90_39 : Animal hydrotherapy |  | Ss_40_15_90_95 : Waterless toilet systems | Pr_20_93_52_01 : Aggregate concrete blocks
|  |  | Ac_35_90_59 : Veterinary care |  | Ss_40_15_90_96 : WC and wash basin combination systems | Pr_20_93_52_02 : Aggregate concrete bricks
|  |  | Ac_40 : Recreational activities |  | Ss_40_15_90_97 : WC systems | Pr_20_93_52_05 : Autoclaved aerated concrete (AAC) blocks
|  |  | Ac_40_05 : Amusement activities |  | Ss_40_15_90_98 : WC wash and dry combination systems | Pr_20_93_52_11 : Calcium silicate blocks
|  |  | Ac_40_05_03 : Amusement arcade activities |  | Ss_40_20 : Administrative, commercial and protective service FF&E systems | Pr_20_93_52_12 : Calcium silicate bricks
|  |  | Ac_40_05_33 : Gambling |  | Ss_40_20_01 : Administrative FF&E systems | Pr_20_93_52_13 : Cast stone masonry units
|  |  | Ac_40_05_42 : Indoor fairground riding |  | Ss_40_20_01_27 : Embassy FF&E systems | Pr_20_93_52_14 : Clay blocks
|  |  | Ac_40_05_58 : Observing |  | Ss_40_20_01_60 : Office FF&E systems | Pr_20_93_52_15 : Clay bricks
|  |  | Ac_40_05_59 : Outdoor activities |  | Ss_40_20_01_71 : Reception FF&E systems | Pr_20_93_52_23 : Dimension stones
|  |  | Ac_40_05_60 : Outdoor fairground riding |  | Ss_40_20_15 : Commercial FF&E systems | Pr_20_93_52_27 : Engineering bricks
|  |  | Ac_40_05_63 : Playing |  | Ss_40_20_15_71 : Retail FF&E systems | Pr_20_93_52_33 : Glass-reinforced concrete (GRC) blocks
|  |  | Ac_40_05_89 : Theme park activities |  | Ss_40_20_15_89 : Trading floor FF&E systems | Pr_20_93_52_34 : Glazed clay bricks
|  |  | Ac_40_20 : Dining activities |  | Ss_40_20_30 : External public realm FF&E systems | Pr_20_93_52_35 : Glazed concrete blocks
|  |  | Ac_40_20_09 : Beverage dispensing |  | Ss_40_20_30_01 : Acceptance and dispensing systems | Pr_20_93_52_36 : Gypsum blocks
|  |  | Ac_40_20_27 : Enclosed dining |  | Ss_40_20_30_20 : Cycle parking equipment systems | Pr_20_93_52_42 : Insulated concrete blocks
|  |  | Ac_40_20_28 : Food dispensing |  | Ss_40_20_30_28 : External furniture systems | Pr_20_93_52_50 : Manufactured stone blocks
|  |  | Ac_40_20_59 : Outdoor dining |  | Ss_40_20_30_30 : Fixed bin systems | Pr_20_93_52_56 : Natural dimensioned stones
|  |  | Ac_40_35 : Historic recreational activities |  | Ss_40_20_30_65 : Playground equipment systems | Pr_20_93_52_57 : Natural rubble stones
|  |  | Ac_40_35_37 : Historic earthworks exploring |  | Ss_40_20_65 : Protective service FF&E systems | Pr_20_93_52_58 : Natural stone plugs
|  |  | Ac_40_35_38 : Historic ruins exploring |  | Ss_40_20_65_22 : Detention FF&E systems | Pr_20_93_52_71 : Reclaimed clay bricks
|  |  | Ac_40_35_39 : Historic sites exploring |  | Ss_40_20_65_25 : Emergency shelter FF&E systems | Pr_20_93_52_73 : Refractory bricks
|  |  | Ac_40_60 : Performing arts performance activities |  | Ss_40_20_65_46 : Law court FF&E systems | Pr_20_93_52_74 : Replacement natural dimensioned stones
|  |  | Ac_40_60_13 : Circus performing |  | Ss_40_25 : Cultural, educational, scientific and information FF&E systems | Pr_20_93_52_75 : Salvaged natural stones
|  |  | Ac_40_60_21 : Dancing |  | Ss_40_25_20 : Cultural FF&E systems | Pr_20_93_52_87 : Terracotta units
|  |  | Ac_40_60_29 : Fashion showing |  | Ss_40_25_20_02 : Aquarium FF&E systems | Pr_20_93_52_89 : Thin joint autoclaved aerated concrete (AAC) blocks
|  |  | Ac_40_60_30 : Filming |  | Ss_40_25_20_03 : Art gallery FF&E systems | Pr_20_93_71 : Retaining wall units
|  |  | Ac_40_60_31 : Film screening |  | Ss_40_25_20_04 : Artwork systems | Pr_20_93_71_15 : Concrete interlocking blocks
|  |  | Ac_40_60_38 : Indoor music performing |  | Ss_40_25_20_05 : Auditoria FF&E systems | Pr_20_93_71_16 : Concrete crib wall units
|  |  | Ac_40_60_40 : Indoor theatre activities |  | Ss_40_25_20_22 : Display FF&E systems | Pr_20_93_71_17 : Concrete panels
|  |  | Ac_40_60_55 : Music recording |  | Ss_40_25_20_28 : Exhibition FF&E systems | Pr_20_93_71_18 : Concrete diaphragm wall units
|  |  | Ac_40_60_58 : Outdoor music performing |  | Ss_40_25_20_85 : Studio FF&E systems | Pr_20_93_71_53 : Modular reinforced concrete stem wall units
|  |  | Ac_40_60_59 : Outdoor theatre activities |  | Ss_40_25_20_90 : Theatre FF&E systems | Pr_20_93_71_75 : Sawn hardwood crib wall units
|  |  | Ac_40_65 : Performing arts ancillary activities |  | Ss_40_25_26 : Education and information FF&E systems | Pr_20_93_84 : Structural roofing units
|  |  | Ac_40_65_02 : Amphitheatre seating |  | Ss_40_25_26_15 : Classroom FF&E systems | Pr_20_93_84_15 : Concrete arch units
|  |  | Ac_40_65_03 : Artiste changing and make-up activities |  | Ss_40_25_26_47 : Library FF&E systems | Pr_20_93_84_16 : Concrete dome units
|  |  | Ac_40_65_04 : Audience breaking out |  | Ss_40_25_32 : Funerary FF&E systems | Pr_20_93_84_84 : Structural insulated roof panels
|  |  | Ac_40_65_05 : Audience seating |  | Ss_40_25_32_12 : Cemetery equipment systems | Pr_20_93_85 : Structural walling units
|  |  | Ac_40_65_06 : Backstage activities |  | Ss_40_25_71 : Religious FF&E systems | Pr_20_93_85_14 : Concrete solid wall and composite wall units
|  |  | Ac_40_65_55 : Music recording controlling |  | Ss_40_25_71_11 : Cathedral, church and chapel FF&E systems | Pr_20_93_85_16 : Concrete structural insulated panels (SIPs)
|  |  | Ac_40_65_59 : Overhead scenery storing |  | Ss_40_25_71_52 : Mosque FF&E systems | Pr_20_93_85_84 : Structural insulated wall panels
|  |  | Ac_40_65_76 : Scenery controlling |  | Ss_40_25_71_86 : Synagogue FF&E systems | Pr_20_93_85_88 : Timber-framed straw-filled panels
|  |  | Ac_40_65_79 : Sound controlling |  | Ss_40_25_75 : Scientific FF&E systems | Pr_20_96 : Wire structure and general products
|  |  | Ac_40_65_80 : Sound excluding |  | Ss_40_25_75_21 : Dark room FF&E systems | Pr_20_96_71 : Reinforcement
|  |  | Ac_40_65_88 : Theatrical lighting controlling |  | Ss_40_25_75_45 : Laboratory FF&E systems | Pr_20_96_71_10 : Carbon steel bed joint reinforcement
|  |  | Ac_40_65_89 : Theatrical rehearsing |  | Ss_40_25_75_58 : Observatory FF&E systems | Pr_20_96_71_11 : Carbon steel cage reinforcement
|  |  | Ac_42 : Sports activities |  | Ss_40_25_80 : Stage FF&E systems | Pr_20_96_71_12 : Carbon steel fabric reinforcement
|  |  | Ac_42_15 : Courts |  | Ss_40_25_80_90 : Tension wire grid systems | Pr_20_96_71_13 : Carbon steel plain bar reinforcement
|  |  | Ac_42_15_30 : Field athletics |  | Ss_40_30 : Industrial and agricultural FF&E systems | Pr_20_96_71_14 : Carbon steel ribbed bar reinforcement
|  |  | Ac_42_15_42 : Indoor court sports |  | Ss_40_30_02 : Agricultural FF&E systems | Pr_20_96_71_15 : Carbon steel post-installed starter bars
|  |  | Ac_42_15_58 : Outdoor court sports |  | Ss_40_30_02_37 : Horticultural FF&E systems | Pr_20_96_71_16 : Carbon steel tendons
|  |  | Ac_42_15_59 : Outdoor field sports |  | Ss_40_30_02_47 : Livestock FF&E systems | Pr_20_96_71_17 : Copper rod reinforcement
|  |  | Ac_42_15_90 : Track athletics |  | Ss_40_30_42 : Industrial FF&E systems | Pr_20_96_71_30 : Fibrous reinforcement
|  |  | Ac_42_40 : Indoor sports activities |  | Ss_40_30_42_29 : Factory FF&E systems | Pr_20_96_71_33 : Glass fibre fleece reinforcement
|  |  | Ac_42_40_09 : Bouldering |  | Ss_40_30_42_52 : Mine FF&E systems | Pr_20_96_71_34 : Glass fibre mesh reinforcement
|  |  | Ac_42_40_14 : Climbing wall activities |  | Ss_40_30_42_58 : Offshore platform FF&E systems | Pr_20_96_71_35 : Glass fibre reinforcement mats
|  |  | Ac_42_40_28 : Exercising |  | Ss_40_30_42_96 : Warehouse FF&E systems | Pr_20_96_71_36 : Glass fibre reinforcement tendons
|  |  | Ac_42_40_37 : Gymnastics |  | Ss_40_30_85 : Static permanent access and safety equipment systems | Pr_20_96_71_51 : Mechanical reinforcement couplers
|  |  | Ac_42_40_79 : Snooker |  | Ss_40_30_85_55 : Netting systems | Pr_20_96_71_52 : Meshwork joint reinforcement
|  |  | Ac_42_40_90 : Ten pin bowling |  | Ss_40_45 : Living space FF&E systems | Pr_20_96_71_62 : Phosphor bronze rod reinforcement
|  |  | Ac_42_40_92 : Track cycling activities |  | Ss_40_45_37 : Hotel living space FF&E systems | Pr_20_96_71_64 : Polyester (PE) fibre fleece reinforcement
|  |  | Ac_42_55 : Outdoor sports activities |  | Ss_40_45_37_07 : Bedroom FF&E systems | Pr_20_96_71_65 : Polypropylene (PP) fibre reinforcement
|  |  | Ac_42_55_01 : Archery |  | Ss_40_45_37_22 : Dining room FF&E systems | Pr_20_96_71_66 : Prefabricated continuity reinforcement strips
|  |  | Ac_42_55_07 : BMX cycling |  | Ss_40_45_37_28 : External FF&E systems | Pr_20_96_71_67 : Prefabricated reinforcement
|  |  | Ac_42_55_08 : Bowling |  | Ss_40_45_37_45 : Kitchen FF&E systems | Pr_20_96_71_83 : Stainless steel bed joint reinforcement
|  |  | Ac_42_55_18 : Cross-country cycling |  | Ss_40_45_37_47 : Living room FF&E systems | Pr_20_96_71_84 : Stainless steel fabric reinforcement
|  |  | Ac_42_55_19 : Cross-country rallying |  | Ss_40_45_70 : Residential living spaces FF&E systems | Pr_20_96_71_85 : Stainless steel plain bar reinforcement
|  |  | Ac_42_55_20 : Cross-country running |  | Ss_40_45_70_07 : Bedroom FF&E systems | Pr_20_96_71_86 : Stainless steel ribbed bar reinforcement
|  |  | Ac_42_55_23 : Dog racing |  | Ss_40_45_70_22 : Dining room FF&E systems | Pr_20_96_71_87 : Stainless steel post-installed starter bars
|  |  | Ac_42_55_26 : Equestrian dressage |  | Ss_40_45_70_24 : Domestic kitchen FF&E systems | Pr_20_96_71_97 : Welded wire mesh reinforcement
|  |  | Ac_42_55_27 : Equestrian cross country eventing |  | Ss_40_45_70_28 : External FF&E systems | Pr_20_96_96 : Wire fencing ancillary products
|  |  | Ac_42_55_28 : Equestrian show jumping |  | Ss_40_45_70_47 : Living room FF&E systems | Pr_20_96_96_11 : Carbon steel fencing cleats
|  |  | Ac_42_55_30 : Fishing |  | Ss_40_50 : Medical, health and welfare FF&E systems | Pr_20_96_96_12 : Carbon steel fencing droppers
|  |  | Ac_42_55_34 : Golfing |  | Ss_40_50_50 : Medical and health FF&E systems | Pr_20_96_96_13 : Carbon steel fencing rings
|  |  | Ac_42_55_39 : Horse racing |  | Ss_40_50_50_18 : Crèche FF&E systems | Pr_20_96_96_14 : Carbon steel fencing strainers
|  |  | Ac_42_55_40 : Hunting |  | Ss_40_50_50_37 : Hospital ward FF&E systems | Pr_20_96_96_15 : Carbon steel fencing stretcher bars
|  |  | Ac_42_55_53 : Motor racing |  | Ss_40_50_50_50 : Medical and dental surgery FF&E systems | Pr_20_96_96_16 : Carbon steel fencing wedges
|  |  | Ac_42_55_58 : Orienteering |  | Ss_40_50_50_59 : Operating theatre FF&E systems | Pr_20_96_96_17 : Carbon steel pre-formed fencing lashing rods
|  |  | Ac_42_55_60 : Parkour |  | Ss_40_50_96 : Welfare FF&E systems | Pr_20_96_96_72 : Rotating vane fence toppings
|  |  | Ac_42_55_70 : Recreational cycling |  | Ss_40_50_96_04 : Animal welfare FF&E systems | Pr_20_96_97 : Wires, ropes, twines and chains
|  |  | Ac_42_55_71 : Recreational walking |  | Ss_40_50_96_71 : Rehabilitation FF&E systems | Pr_20_96_97_02 : Aluminium wires
|  |  | Ac_42_55_72 : Riding |  | Ss_40_70 : Recreational FF&E systems | Pr_20_96_97_11 : Carbon steel barbed tapes
|  |  | Ac_42_55_74 : Running |  | Ss_40_70_20 : Casino FF&E systems | Pr_20_96_97_12 : Carbon steel barbed wires
|  |  | Ac_42_55_76 : Skateboarding |  | Ss_40_70_55 : Play FF&E systems | Pr_20_96_97_13 : Carbon steel chains
|  |  | Ac_42_55_82 : Speedway racing |  | Ss_40_70_55_10 : Climbing equipment systems | Pr_20_96_97_14 : Carbon steel high tensile barbed wires
|  |  | Ac_42_80 : Sports ancillary activities |  | Ss_40_70_55_15 : Combination play equipment systems | Pr_20_96_97_15 : Carbon steel high tensile line wires
|  |  | Ac_42_80_15 : Corporate and VIP spectating |  | Ss_40_70_55_35 : Gymnastics and exercising equipment systems | Pr_20_96_97_16 : Carbon steel razor wires
|  |  | Ac_42_80_50 : Manager and coach seating |  | Ss_40_70_55_70 : Rocking equipment systems | Pr_20_96_97_17 : Carbon steel spring wires
|  |  | Ac_42_80_65 : Press spectating |  | Ss_40_70_55_73 : Runway equipment systems | Pr_20_96_97_18 : Carbon steel wire ropes
|  |  | Ac_42_80_72 : Reserves seating |  | Ss_40_70_55_75 : Sand and water play equipment systems | Pr_20_96_97_19 : Carbon steel wires
|  |  | Ac_42_85 : Swimming activities |  | Ss_40_70_55_80 : Slide equipment systems | Pr_20_96_97_21 : Copper alloy wires
|  |  | Ac_42_85_15 : Competition swimming |  | Ss_40_70_55_83 : Spinning equipment systems | Pr_20_96_97_27 : Electric fence ropes
|  |  | Ac_42_85_22 : Diving |  | Ss_40_70_55_85 : Swinging equipment systems | Pr_20_96_97_51 : Mixed fibre ropes
|  |  | Ac_42_85_71 : Recreational swimming |  | Ss_40_70_60 : Pool FF&E systems | Pr_20_96_97_56 : Natural ropes
|  |  | Ac_42_85_92 : Underwater observation |  | Ss_40_70_60_15 : Competitive swimming pool FF&E systems | Pr_20_96_97_57 : Natural threads
|  |  | Ac_42_85_94 : Water flumes |  | Ss_40_70_60_25 : Diving pool FF&E systems | Pr_20_96_97_58 : Natural twines
|  |  | Ac_42_85_95 : Water polo |  | Ss_40_70_60_45 : Leisure swimming pool FF&E systems | Pr_20_96_97_60 : Phosphor bronze wires
|  |  | Ac_42_85_97 : Wave riding |  | Ss_40_70_60_62 : Pool transfer aid equipment systems | Pr_20_96_97_62 : Plastics chains
|  |  | Ac_42_85_98 : Whirlpool bath/ spa activities |  | Ss_40_70_65 : Public house FF&E systems | Pr_20_96_97_63 : Plastics wires or lines
|  |  | Ac_42_90 : Water activities |  | Ss_40_70_70 : Restaurant FF&E systems | Pr_20_96_97_73 : Shock-absorbing lanyards
|  |  | Ac_42_90_11 : Canoe slalom |  | Ss_40_70_75 : Sports FF&E systems | Pr_20_96_97_74 : Stainless steel barbed tapes
|  |  | Ac_42_90_12 : Canoe sprint |  | Ss_40_70_75_05 : Ball court FF&E systems | Pr_20_96_97_75 : Stainless steel barbed wires
|  |  | Ac_42_90_50 : Motor boating |  | Ss_40_70_75_20 : Cycle course FF&E systems | Pr_20_96_97_76 : Stainless steel chains
|  |  | Ac_42_90_73 : Rowing |  | Ss_40_70_75_27 : Equestrian equipment systems | Pr_20_96_97_77 : Stainless steel high tensile barbed wires
|  |  | Ac_42_90_75 : Sailing |  | Ss_40_70_75_50 : Multi-use games area FF&E systems | Pr_20_96_97_78 : Stainless steel high tensile line wires
|  |  | Ac_42_90_97 : Water skiing |  | Ss_40_70_75_80 : Skate park FF&E systems | Pr_20_96_97_79 : Stainless steel razor wires
|  |  | Ac_42_90_98 : White water canoeing |  | Ss_40_70_75_85 : Sports pitch FF&E systems | Pr_20_96_97_80 : Stainless steel spring wires
|  |  | Ac_42_95 : Winter sports activities |  | Ss_40_70_75_90 : Trim trail FF&E systems | Pr_20_96_97_81 : Stainless steel wire ropes
|  |  | Ac_42_95_02 : Alpine skiing |  | Ss_40_70_80 : Stadium FF&E systems | Pr_20_96_97_82 : Stainless steel wires
|  |  | Ac_42_95_08 : Bobsleighing |  | Ss_40_70_95 : Wildlife, eco site and nature conservation FF&E systems | Pr_20_96_97_83 : Swimming pool flagged ropes
|  |  | Ac_42_95_19 : Cross-country skiing |  | Ss_40_70_95_03 : Animal shelters | Pr_20_96_97_84 : Swimming pool false start ropes
|  |  | Ac_42_95_20 : Curling |  | Ss_40_70_95_06 : Bat boxes | Pr_20_96_97_85 : Swimming pool lane ropes
|  |  | Ac_42_95_32 : Freestyle skiing |  | Ss_40_70_95_08 : Bird boxes | Pr_20_96_97_86 : Synthetic chains
|  |  | Ac_42_95_40 : Ice skating |  | Ss_40_70_95_22 : Decoys | Pr_20_96_97_87 : Synthetic ropes
|  |  | Ac_42_95_41 : Ice hockey |  | Ss_40_70_95_70 : Raptor poles | Pr_20_96_97_88 : Synthetic threads
|  |  | Ac_42_95_49 : Luge |  | Ss_40_85 : Transport FF&E systems | Pr_20_96_97_89 : Synthetic twines
|  |  | Ac_42_95_76 : Short track speed skating |  | Ss_40_85_01 : Aerospace FF&E systems | Pr_25 : Skin products
|  |  | Ac_42_95_77 : Skeleton sledding |  | Ss_40_85_01_01 : Aircraft fire training simulation systems | Pr_25_30 : Fixed access products
|  |  | Ac_42_95_78 : Skiing |  | Ss_40_85_11 : Cable transport FF&E systems | Pr_25_30_30 : Floor plates, gratings and edgings
|  |  | Ac_42_95_79 : Ski jumping |  | Ss_40_85_50 : Marine and waterway FF&E systems | Pr_25_30_30_01 : Aluminium cold formed planks
|  |  | Ac_42_95_80 : Snowboarding |  | Ss_40_85_50_95 : Waterside FF&E systems | Pr_25_30_30_02 : Aluminium duckboards
|  |  | Ac_42_95_83 : Speed skating |  | Ss_40_85_70 : Rail FF&E systems | Pr_25_30_30_03 : Aluminium edging sections
|  |  | Ac_45 : Residential activities |  | Ss_40_85_70_60 : Passenger concourse FF&E systems | Pr_25_30_30_04 : Aluminium expanded gratings
|  |  | Ac_45_10 : Residential activities |  | Ss_40_85_72 : Road FF&E systems | Pr_25_30_30_05 : Aluminium open bar metal gratings
|  |  | Ac_45_10_11 : Camping |  | Ss_40_85_72_11 : Car park equipment systems | Pr_25_30_30_06 : Aluminium solid metal plates
|  |  | Ac_45_10_12 : Caravanning |  | Ss_40_85_72_33 : Garage FF&E systems | Pr_25_30_30_12 : Carbon steel cold formed planks
|  |  | Ac_45_10_14 : Communal socialising |  | Ss_40_85_75 : Rolling stock depot systems | Pr_25_30_30_14 : Carbon steel edging sections
|  |  | Ac_45_10_16 : Concierge services |  | Ss_40_85_75_07 : Bogie handling systems | Pr_25_30_30_16 : Carbon steel expanded gratings
|  |  | Ac_45_10_22 : Dining |  | Ss_40_85_75_15 : Controlled emission toilet (CET) systems | Pr_25_30_30_18 : Carbon steel open bar metal gratings
|  |  | Ac_45_10_33 : Gardening |  | Ss_40_85_75_24 : Drop systems | Pr_25_30_30_20 : Carbon steel solid metal plates
|  |  | Ac_45_10_79 : Sleeping |  | Ss_40_85_75_65 : Press systems | Pr_25_30_30_22 : Concrete planks
|  |  | Ac_45_10_87 : Studying |  | Ss_40_85_75_70 : Rail lifting systems | Pr_25_30_30_34 : Glass-reinforced plastics (GRP) moulded open mesh gratings
|  |  | Ac_45_10_93 : Utility activities |  | Ss_40_85_75_75 : Sand feeding systems | Pr_25_30_30_36 : Hardwood duckboards
|  |  | Ac_50 : Waste disposal activities |  | Ss_40_85_75_97 : Wheel lathe systems | Pr_25_30_30_58 : Open bar glass-reinforced plastics (GRP) gratings
|  |  | Ac_55 : Piped supply activities |  | Ss_40_90 : General finishing systems | Pr_25_30_30_63 : Plastics perforated gratings
|  |  | Ac_60 : Heating, cooling and refrigeration activities |  | Ss_40_90_05 : Anodizing systems | Pr_25_30_30_80 : Softwood duckboards
|  |  | Ac_65 : Ventilation and air conditioning activities |  | Ss_40_90_05_05 : Aluminium anodic coating systems | Pr_25_30_30_81 : Solid glass-reinforced plastics (GRP) plates
|  |  | Ac_70 : Electrical activities |  | Ss_40_90_35 : Hot dip galvanizing systems | Pr_25_30_30_82 : Stainless steel cold formed planks
|  |  | Ac_75 : Communications, security, safety and protection activities |  | Ss_40_90_40 : Intumescent systems | Pr_25_30_30_83 : Stainless steel edging sections
|  |  | Ac_80 : Transport activities |  | Ss_40_90_40_40 : Intumescent casting systems | Pr_25_30_30_84 : Stainless steel expanded gratings
|  |  | Ac_80_00 : Accommodation works activities |  | Ss_40_90_40_42 : Intumescent coating systems | Pr_25_30_30_85 : Stainless steel open bar metal gratings
|  |  | Ac_80_05 : Aerospace ground activities |  | Ss_40_90_60 : Painting and clear finishing systems | Pr_25_30_30_86 : Stainless steel solid metal plates
|  |  | Ac_80_05_02 : Aeroplane landing |  | Ss_40_90_60_05 : Anti-graffiti coating systems | Pr_25_30_36 : Handrails
|  |  | Ac_80_05_03 : Aeroplane take-off |  | Ss_40_90_60_20 : Decorative varnish or lacquer systems | Pr_25_30_36_03 : Aluminium handrails
|  |  | Ac_80_05_05 : Aircraft manoeuvring |  | Ss_40_90_60_22 : Decorative wood stain or dye systems | Pr_25_30_36_11 : Carbon steel handrails
|  |  | Ac_80_05_06 : Aircraft manoeuvring buffering |  | Ss_40_90_60_55 : Multi-colour coating systems | Pr_25_30_36_50 : Manufactured stone handrails
|  |  | Ac_80_05_07 : Aircraft standing |  | Ss_40_90_60_60 : Oil gilding systems | Pr_25_30_36_63 : Plastics handrails
|  |  | Ac_80_05_08 : Aircraft storing |  | Ss_40_90_60_65 : Plastic texture coating systems | Pr_25_30_36_84 : Stainless steel handrails
|  |  | Ac_80_05_09 : Airport controlling |  | Ss_40_90_60_80 : Solvent-borne paint systems | Pr_25_30_36_96 : Wood handrails
|  |  | Ac_80_05_33 : Glider landing |  | Ss_40_90_60_85 : Special coating systems | Pr_25_30_75 : Safety cages
|  |  | Ac_80_05_34 : Glider take-off |  | Ss_40_90_60_95 : Water-borne paint systems | Pr_25_30_75_02 : Aluminium ladder safety cages
|  |  | Ac_80_05_36 : Hang gliding landing |  | Ss_40_90_65 : Powder coating systems | Pr_25_30_75_15 : Carbon steel ladder safety cages
|  |  | Ac_80_05_37 : Hang gliding take-off |  | Ss_40_90_65_05 : Powder coating for aluminium systems | Pr_25_30_75_80 : Stainless steel ladder safety cages
|  |  | Ac_80_05_38 : Helicopter landing |  | Ss_40_90_65_85 : Powder coating for steel systems | Pr_25_30_85 : Stair and ladder units
|  |  | Ac_80_05_39 : Helicopter take-off |  | Ss_40_90_75 : Services painting systems | Pr_25_30_85_02 : Access ladders
|  |  | Ac_80_05_82 : Spacecraft landing |  | Ss_40_90_95 : Wood preservative and fire retardant treatment systems | Pr_25_30_85_03 : Aluminium loft ladders
|  |  | Ac_80_05_84 : Spacecraft take-off |  | Ss_40_90_95_30 : Fire retardant treatment systems | Pr_25_30_85_11 : Cat ladders
|  |  | Ac_80_10 : Loading and embarkation activities |  | Ss_40_90_95_65 : Preservative treatment systems | Pr_25_30_85_16 : Curved internal staircases
|  |  | Ac_80_10_04 : Aircraft fuelling |  | Ss_40_95 : Temporary signage and FF&E systems | Pr_25_30_85_22 : Drainage access chamber ladders
|  |  | Ac_80_10_06 : Baggage claiming |  | Ss_45 : Flora and fauna systems | Pr_25_30_85_23 : Drainage access chamber steps
|  |  | Ac_80_10_07 : Baggage handling |  | Ss_45_05 : Ecosystems | Pr_25_30_85_36 : Hardwood loft ladders
|  |  | Ac_80_10_08 : Baggage loading |  | Ss_45_10 : Flora and fauna control systems | Pr_25_30_85_48 : Lift pit ladders
|  |  | Ac_80_10_12 : Cargo handling |  | Ss_45_10_10 : Bird and vermin control systems | Pr_25_30_85_64 : Pool ladders
|  |  | Ac_80_10_13 : Cargo loading |  | Ss_45_10_10_04 : Animal control systems | Pr_25_30_85_65 : Pool stepladders
|  |  | Ac_80_10_20 : Customs controlling |  | Ss_45_10_10_10 : Bird control systems | Pr_25_30_85_73 : Roll-up ladders
|  |  | Ac_80_10_60 : Passenger arriving |  | Ss_45_10_10_40 : Insect control systems | Pr_25_30_85_79 : Sliding ladders
|  |  | Ac_80_10_61 : Passenger departing |  | Ss_45_10_10_72 : Rodent control systems | Pr_25_30_85_84 : Spiral internal staircases
|  |  | Ac_80_10_62 : Passenger disembarking |  | Ss_45_10_40 : Invasive microbial and invertebrate control systems | Pr_25_30_85_85 : Step-over ladders
|  |  | Ac_80_10_63 : Passenger embarking |  | Ss_45_10_40_40 : Invertebrate control systems | Pr_25_30_85_86 : Straight internal staircases
|  |  | Ac_80_10_64 : Passenger gathering |  | Ss_45_10_40_50 : Microbial control systems | Pr_25_30_85_90 : Travelling ladders
|  |  | Ac_80_10_65 : Passport controlling |  | Ss_45_10_95 : Vegetation control systems | Pr_25_30_86 : Surface level traffic control products
|  |  | Ac_80_10_86 : Ticketing |  | Ss_45_10_95_50 : Moss, algae and lichen control systems | Pr_25_30_86_03 : Aluminium alloy vehicle flow plates
|  |  | Ac_80_15 : Aerospace maintenance activities |  | Ss_45_10_95_72 : Rooted plants on hard surfaces control systems | Pr_25_30_86_04 : Aluminium alloy vehicle stops
|  |  | Ac_80_15_01 : Aircraft cleaning |  | Ss_45_10_95_80 : Selective vegetation control system | Pr_25_30_86_11 : Carbon steel vehicle flow plates
|  |  | Ac_80_15_02 : Aircraft maintaining |  | Ss_45_10_95_81 : Self-clinging plants on hard surfaces control systems | Pr_25_30_86_12 : Carbon steel vehicle stops
|  |  | Ac_80_15_04 : Aircraft repairing |  | Ss_45_10_95_83 : Site vegetation control system | Pr_25_30_86_15 : Concrete demarcation units
|  |  | Ac_80_15_79 : Spacecraft cleaning |  | Ss_45_10_95_95 : Waterborne vegetation control system | Pr_25_30_86_60 : Pavement extenders
|  |  | Ac_80_15_80 : Spacecraft maintaining |  | Ss_45_30 : Aquatic flora systems | Pr_25_30_86_72 : Rising kerbs
|  |  | Ac_80_15_81 : Spacecraft preparing |  | Ss_45_30_05 : Aquatic and wetland planting systems | Pr_25_30_86_73 : Rising ramp vehicle barriers
|  |  | Ac_80_15_82 : Spacecraft repairing |  | Ss_45_30_05_05 : Aquatic planting systems | Pr_25_30_86_74 : Rising spike vehicle stops
|  |  | Ac_80_20 : Cable way activities |  | Ss_45_30_05_50 : Marginal planting systems | Pr_25_30_86_75 : Rubber vehicle stops
|  |  | Ac_80_20_13 : Cableway travelling |  | Ss_45_30_05_70 : Reedbed planting systems | Pr_25_30_86_83 : Speed restriction ramps
|  |  | Ac_80_30 : Cable transport storage and maintenance activities |  | Ss_45_30_40 : Hydroponic planting systems | Pr_25_30_86_88 : Timber vehicle stops
|  |  | Ac_80_30_34 : Gondola repair and cleaning |  | Ss_45_35 : Ground based flora systems | Pr_25_30_86_90 : Traffic calming speed cushions
|  |  | Ac_80_30_35 : Gondola storing |  | Ss_45_35_05 : Amenity and ornamental planting systems | Pr_25_30_86_91 : Traffic islands
|  |  | Ac_80_35 : Highway activities |  | Ss_45_35_05_08 : Bed-planted annual, perennial and bulb systems | Pr_25_30_90 : Treads and landing units
|  |  | Ac_80_35_08 : Bus manoeuvring |  | Ss_45_35_05_35 : Grass-planted bulb and wildflower systems | Pr_25_30_90_10 : Carbon steel stair treads
|  |  | Ac_80_35_12 : Car manoeuvring |  | Ss_45_35_05_62 : Pit-planted climber systems | Pr_25_30_90_11 : Concrete glazed stair treads
|  |  | Ac_80_35_16 : Carriageway separating |  | Ss_45_35_05_64 : Pit-planted perennial systems | Pr_25_30_90_12 : Concrete glazed stair landing panels
|  |  | Ac_80_35_24 : Driving |  | Ss_45_35_05_66 : Pit-planted semi-mature tree systems | Pr_25_30_90_13 : Concrete helical stair flight units
|  |  | Ac_80_35_46 : Laying-by and passing |  | Ss_45_35_05_67 : Pit-planted small tree and shrub systems | Pr_25_30_90_14 : Concrete spiral stair flight units
|  |  | Ac_80_35_63 : Pedestrian crossing |  | Ss_45_35_08 : Biodiversity and environmental conservation systems | Pr_25_30_90_15 : Concrete stair flight and landing units
|  |  | Ac_80_35_64 : Pedestrian standing |  | Ss_45_35_08_29 : Flora species introduction systems | Pr_25_30_90_16 : Concrete stair flight units
|  |  | Ac_80_35_70 : Railway crossing |  | Ss_45_35_08_30 : Flora species protection systems | Pr_25_30_90_17 : Concrete stair landing units
|  |  | Ac_80_35_73 : Road buffering |  | Ss_45_35_08_35 : Habitat creation systems | Pr_25_30_90_18 : Concrete step units
|  |  | Ac_80_35_90 : Truck manoeuvring |  | Ss_45_35_08_37 : Habitat management and enhancement systems | Pr_25_30_90_33 : Glass stair treads
|  |  | Ac_80_35_94 : Bridge function |  | Ss_45_35_08_38 : Habitat protection systems | Pr_25_30_90_36 : Hardwood stair treads
|  |  | Ac_80_35_94_60 : Passing over a bridge |  | Ss_45_35_30 : Forestry, biomass, hedging and roadside planting systems | Pr_25_30_90_63 : Plastics stair treads
|  |  | Ac_80_35_94_90 : Passing under a bridge |  | Ss_45_35_30_40 : Hydraulic seeded tree and shrub systems | Pr_25_30_90_81 : Softwood stair treads
|  |  | Ac_80_45 : Highway storage and maintenance activities |  | Ss_45_35_30_55 : Notch-planted tree and shrub systems | Pr_25_30_90_83 : Stainless steel stair treads
|  |  | Ac_80_45_09 : Bus standing |  | Ss_45_35_30_62 : Pit-planted tree and shrub systems | Pr_25_30_90_84 : Stone stair treads
|  |  | Ac_80_45_13 : Car parking - indoor |  | Ss_45_35_30_72 : Ridge and furrow-planted tree and shrub systems | Pr_25_30_90_85 : Stone step units
|  |  | Ac_80_45_14 : Car parking - outdoor |  | Ss_45_35_30_75 : Seeded tree and shrub systems | Pr_25_31 : Formless skin products
|  |  | Ac_80_45_91 : Truck standing |  | Ss_45_35_30_90 : Trench-planted tree and shrub systems | Pr_25_31_28 : Expanding foams
|  |  | Ac_80_45_94 : Vehicle fuelling and charging |  | Ss_45_35_45 : Lawn and meadow planting systems | Pr_25_31_28_63 : Phenolic foam insulation
|  |  | Ac_80_45_95 : Vehicle inspecting |  | Ss_45_35_45_33 : Grass and wildflower seeding systems | Pr_25_31_28_65 : Polyisocyanurate (PIR) foam insulation
|  |  | Ac_80_45_96 : Vehicle servicing |  | Ss_45_35_45_35 : Grass seeding systems | Pr_25_31_28_66 : Polyurethane (PUR) injected foam insulation
|  |  | Ac_80_50 : Railway activities |  | Ss_45_35_45_40 : Hydraulic seeding systems | Pr_25_31_28_67 : Polyurethane (PUR) foam insulation
|  |  | Ac_80_50_50 : Marshalling |  | Ss_45_35_45_62 : Plastics paving and turf systems | Pr_25_31_28_93 : Urea-formaldehyde foam (UFF) insulation
|  |  | Ac_80_50_70 : Rail over passing |  | Ss_45_35_45_65 : Pre-seeded mat systems | Pr_25_31_28_94 : Vermin and insect-proof expanding foams
|  |  | Ac_80_50_71 : Rail signal controlling |  | Ss_45_35_45_70 : Reinforced grass planting systems | Pr_25_31_48 : Loose insulation
|  |  | Ac_80_50_73 : Railway track buffering |  | Ss_45_35_45_90 : Turf planting systems | Pr_25_31_48_12 : Cellulose fibre loose insulation
|  |  | Ac_80_50_75 : Railway travel |  | Ss_45_40 : Artificially supported flora systems | Pr_25_31_48_27 : Expanded cork loose insulation
|  |  | Ac_80_50_76 : Rail under passing |  | Ss_45_40_28 : External container planting systems | Pr_25_31_48_28 : Expanded polystyrene (EPS) bead insulation
|  |  | Ac_80_50_90 : Train stopping |  | Ss_45_40_28_32 : Free standing external container planting systems | Pr_25_31_48_34 : Granular mineral wool insulation
|  |  | Ac_80_60 : Rail storage and maintenance activities |  | Ss_45_40_28_35 : Hanging container planting systems | Pr_25_31_48_61 : Perlite loose insulation
|  |  | Ac_80_60_11 : Carriage cleaning |  | Ss_45_40_28_85 : External planting systems | Pr_25_31_48_66 : Polyurethane (PUR) foam chip insulation
|  |  | Ac_80_60_26 : Engine fuelling |  | Ss_45_40_40 : Internal container planting systems | Pr_25_31_48_71 : Recycled paper loose insulation
|  |  | Ac_80_60_27 : Engine inspecting |  | Ss_45_40_40_32 : Free standing internal container planting systems | Pr_25_31_48_76 : Sea grass loose insulation
|  |  | Ac_80_60_28 : Engine servicing |  | Ss_45_40_40_34 : Ground level internal container planting systems | Pr_25_31_48_94 : Vermiculite loose insulation
|  |  | Ac_80_60_29 : Engine washing |  | Ss_45_40_40_41 : Internal hanging container planting systems | Pr_25_57 : Non-rigid sheet, mat and strip skin products
|  |  | Ac_80_60_70 : Rail repairing |  | Ss_45_40_40_42 : Internal planter systems | Pr_25_57_06 : Batt and quilt products
|  |  | Ac_80_70 : Marine way and waterway activities |  | Ss_45_40_47 : Living roof systems | Pr_25_57_06_02 : Aerogel blanket insulation
|  |  | Ac_80_70_11 : Canal level changing |  | Ss_45_40_47_09 : Brown roof systems | Pr_25_57_06_15 : Cotton fibre batt insulation
|  |  | Ac_80_70_12 : Canal travelling |  | Ss_45_40_47_28 : Extensive green roof systems | Pr_25_57_06_28 : Felt backing insulation
|  |  | Ac_80_70_37 : Harbour level changing |  | Ss_45_40_47_40 : Intensive green roof systems | Pr_25_57_06_30 : Flexible glass wool mat insulation
|  |  | Ac_85 : Operation and maintenance activities |  | Ss_45_40_47_75 : Semi-intensive green roof systems | Pr_25_57_06_31 : Flexible rock wool mat insulation
|  |  | Ac_85_10 : Barrier and fence maintenance activities |  | Ss_45_40_95 : Vertical planting systems | Pr_25_57_06_32 : Formed recycled paper insulation
|  |  | Ac_85_10_06 : Barrier maintenance |  | Ss_45_40_95_08 : Biofiltration vertical planting systems | Pr_25_57_06_34 : Glass fibre insulation
|  |  | Ac_85_10_30 : Fencing maintenance |  | Ss_45_40_95_52 : Membranous vertical planting systems | Pr_25_57_06_37 : Hemp fibre insulation
|  |  | Ac_85_10_45 : Kerbs and channels maintenance |  | Ss_45_40_95_54 : Modular unit vertical planting systems | Pr_25_57_06_47 : Lift car protective quilts
|  |  | Ac_85_10_95 : Vehicle restraint systems maintenance |  | Ss_45_50 : Artificial flora systems | Pr_25_57_06_50 : Mineral fibre slab insulation
|  |  | Ac_85_30 : Flora maintenance activities |  | Ss_45_50_05 : Artificial planting systems | Pr_25_57_06_51 : Mineral wool fibre insulation
|  |  | Ac_85_30_01 : Amenity grass maintenance |  | Ss_45_50_05_40 : Internal artificial planting systems | Pr_25_57_06_52 : Mineral wool flexible insulation
|  |  | Ac_85_30_02 : Amenity planting maintenance |  | Ss_45_60 : Avian fauna systems | Pr_25_57_06_53 : Mineral wool insulation
|  |  | Ac_85_30_04 : Aquatic and wetland planting maintenance |  | Ss_45_65 : Insectile fauna systems | Pr_25_57_06_54 : Mineral wool resilient layer sound insulation
|  |  | Ac_85_30_28 : External container planting maintenance |  | Ss_45_70 : Mammalian fauna systems | Pr_25_57_06_55 : Mineral wool resilient strip sound insulation
|  |  | Ac_85_30_30 : Forestry maintenance |  | Ss_45_70_05 : Animal conservation systems | Pr_25_57_06_56 : Mineral wool slab insulation
|  |  | Ac_85_30_37 : Hedgerow maintenance |  | Ss_45_70_05_25 : Animal conservation assessment survey systems | Pr_25_57_06_57 : Multifoil blanket insulation
|  |  | Ac_85_30_40 : Internal container planting maintenance |  | Ss_45_70_05_27 : Animal road crossing systems | Pr_25_57_06_71 : Resilient layer insulation
|  |  | Ac_85_30_47 : Living roof maintenance |  | Ss_45_70_05_29 : Animal species introduction systems | Pr_25_57_06_76 : Sheep wool insulation
|  |  | Ac_85_30_50 : Meadow grass maintenance |  | Ss_45_70_05_30 : Animal species protection systems | Pr_25_57_06_94 : Vacuum insulated panels
|  |  | Ac_85_30_80 : Sports turf maintenance |  | Ss_45_75 : Piscine fauna systems | Pr_25_57_06_97 : Wood fibre batt insulation
|  |  | Ac_85_30_95 : Vegetation control maintenance |  | Ss_45_75_30 : Fish protection systems | Pr_25_57_08 : Bitumen-based membranes, sheets and fabrics
|  |  | Ac_85_50 : Marine maintenance activities |  | Ss_45_75_30_30 : Fish pass systems | Pr_25_57_08_08 : Bitumen sheets
|  |  | Ac_85_50_24 : Dredging |  | Ss_45_80 : Reptilian fauna systems | Pr_25_57_08_09 : Bitumen sheet root barriers
|  |  | Ac_85_60 : Paving maintenance activities |  | Ss_45_85 : Artificial fauna systems | Pr_25_57_08_50 : Modified acrylic fabric
|  |  | Ac_85_60_02 : Asphalt paving maintenance |  | Ss_50 : Disposal systems | Pr_25_57_08_58 : Pitch polymer membranes
|  |  | Ac_85_60_04 : Asphalt sports paving maintenance |  | Ss_50_10 : Gas waste collection and distribution systems | Pr_25_57_08_70 : Reinforced bitumen membrane underlayer
|  |  | Ac_85_60_10 : Bound aggregate paving maintenance |  | Ss_50_10_45 : Landfill gas collection and distribution systems | Pr_25_57_08_71 : Reinforced bitumen membrane perforated underlays
|  |  | Ac_85_60_50 : Mat and sheet paving maintenance |  | Ss_50_10_95 : Waste gas collection and distribution systems | Pr_25_57_08_72 : Reinforced bitumen membrane underlay
|  |  | Ac_85_60_80 : Sport or play paving maintenance |  | Ss_50_20 : Non-aqueous liquid waste collection and distribution systems | Pr_25_57_08_73 : Reinforced bitumen membrane slip planes
|  |  | Ac_85_60_82 : Sports or play unbound paving maintenance |  | Ss_50_20_45 : Landfill liquid collection and distribution systems | Pr_25_57_08_74 : Reinforced bitumen membrane vapour control layer
|  |  | Ac_85_60_92 : Unbound paving maintenance |  | Ss_50_20_90 : Waste liquid fuel collection and distribution systems | Pr_25_57_08_75 : Reinforced bitumen roofing sheets
|  |  | Ac_85_60_93 : Unit paving maintenance |  | Ss_50_20_95 : Waste process liquid collection and distribution systems | Pr_25_57_08_76 : Reinforced membrane capsheets
|  |  | Ac_85_65 : Plant and controls operating |  | Ss_50_30 : Drainage collection and distribution systems | Pr_25_57_08_80 : Self adhesive bitumen sheets
|  |  | Ac_85_65_08 : Boiler operating |  | Ss_50_30_02 : Rainwater drainage systems | Pr_25_57_08_82 : Sheathing felt
|  |  | Ac_85_65_15 : Controlling |  | Ss_50_30_02_28 : External gravity rainwater drainage systems | Pr_25_57_21 : Damp-proof courses and cavity trays
|  |  | Ac_85_65_26 : Electrical switching |  | Ss_50_30_02_40 : Internal gravity rainwater drainage systems | Pr_25_57_21_06 : Bitumen-based damp-proof courses and cavity trays
|  |  | Ac_85_65_27 : Equipment operating |  | Ss_50_30_02_65 : Pressure-assisted full bore rainwater drainage systems | Pr_25_57_21_08 : Bitumen polymer damp-proof courses and cavity trays
|  |  | Ac_85_65_32 : Furnace operating |  | Ss_50_30_02_80 : Siphonic full bore rainwater drainage systems | Pr_25_57_21_12 : Cavity closer and damp-proof course supports
|  |  | Ac_85_65_42 : Incinerating |  | Ss_50_30_04 : Above ground waste water drainage systems | Pr_25_57_21_13 : Clay brick damp-proof courses
|  |  | Ac_85_65_48 : Lift machine operating |  | Ss_50_30_04_05 : Basement waste water drainage systems | Pr_25_57_21_14 : Cold-applied roofing membrane adhesive damp-proof course joint sealers
|  |  | Ac_85_65_64 : Plant operating |  | Ss_50_30_04_15 : Commercial catering waste water drainage systems | Pr_25_57_21_16 : Coping or capping damp-proof courses
|  |  | Ac_85_65_77 : Server operating |  | Ss_50_30_04_95 : Above ground external stack wastewater drainage systems | Pr_25_57_21_18 : Copper damp-proof courses and cavity trays
|  |  | Ac_85_65_90 : Transformer operating |  | Ss_50_30_04_97 : Above ground internal stack wastewater drainage systems | Pr_25_57_21_27 : Ethylene propylene (EP) damp-proof courses and cavity trays
|  |  | Ac_85_70 : Retrospective application activities |  | Ss_50_30_06 : Below ground drainage inspection systems | Pr_25_57_21_33 : Gas resistant preformed cavity trays
|  |  | Ac_85_70_40 : Insulating and waterproofing retrofitted living roofs |  | Ss_50_30_06_06 : Brick manhole systems | Pr_25_57_21_34 : Gas resistant preformed cavity trays and cloaks
|  |  | Ac_85_70_70 : Retrospective applying of fire retardant treatment |  | Ss_50_30_06_08 : Brick shallow inspection chamber systems | Pr_25_57_21_35 : Gas-resistant damp-proof courses
|  |  | Ac_85_70_75 : Retrospective applying of preservative treatment |  | Ss_50_30_06_10 : Brick shallow silt trap and flow control chamber systems | Pr_25_57_21_36 : Granite damp-proof courses
|  |  | Ac_90 : Circulation and plant activities |  | Ss_50_30_06_12 : Concrete deep manhole systems | Pr_25_57_21_42 : Insertion cavity trays
|  |  | Ac_90_10 : Circulation activities |  | Ss_50_30_06_14 : Concrete manhole systems | Pr_25_57_21_43 : Insulated damp proof courses
|  |  | Ac_90_10_02 : Air blocking |  | Ss_50_30_06_16 : Concrete shallow inspection chamber systems | Pr_25_57_21_48 : Lead damp-proof courses and cavity trays
|  |  | Ac_90_10_14 : Circulating between rooms |  | Ss_50_30_06_18 : Concrete silt trap and flow control chamber systems | Pr_25_57_21_50 : Mastic asphalt (MA) damp-proof courses
|  |  | Ac_90_10_16 : Covered walking |  | Ss_50_30_06_62 : Plastics deep non-entry inspection chamber systems | Pr_25_57_21_61 : Pitch polymer damp-proof courses and cavity trays
|  |  | Ac_90_10_24 : Dropping-off and collecting |  | Ss_50_30_06_64 : Plastics distribution and sampling chamber systems | Pr_25_57_21_63 : Polyethylene (PE) damp-proof courses and cavity trays
|  |  | Ac_90_10_27 : Entering and exiting |  | Ss_50_30_06_66 : Plastics shallow inspection chamber systems | Pr_25_57_21_64 : Polypropylene (PP) damp-proof courses and cavity trays
|  |  | Ac_90_10_34 : Goods conveying |  | Ss_50_30_08 : Below ground gravity drainage systems | Pr_25_57_21_65 : Polymeric damp proof courses
|  |  | Ac_90_10_49 : Lift stopping and calling |  | Ss_50_30_08_15 : Combined below-ground drainage pipeline systems | Pr_25_57_21_66 : Preformed cavity trays
|  |  | Ac_90_10_50 : Lift travelling |  | Ss_50_30_08_16 : Combined sewer overflow systems | Pr_25_57_21_67 : Preformed cavity trays and cloaks
|  |  | Ac_90_10_77 : Sheltering |  | Ss_50_30_08_30 : Foul waste water below-ground drainage pipeline systems | Pr_25_57_21_68 : Preformed damp-proof courses
|  |  | Ac_90_10_78 : Shoppers moving and circulation |  | Ss_50_30_08_85 : Surface water below-ground drainage pipeline systems | Pr_25_57_21_72 : Rising damp remedial units
|  |  | Ac_90_10_93 : Uncovered walking |  | Ss_50_30_10 : Below ground pumped drainage systems | Pr_25_57_21_80 : Slate damp-proof courses
|  |  | Ac_90_10_96 : Wheelchair travelling |  | Ss_50_30_10_06 : Below-ground private packaged pumping station and pressure pipeline drainage systems | Pr_25_57_51 : Membranes, liners, flexible sheets and fabrics
|  |  | Ac_90_20 : Common activities |  | Ss_50_30_45 : Land drainage systems | Pr_25_57_51_03 : Aramid tensile fabrics
|  |  | Ac_90_20_13 : Changing |  | Ss_50_30_45_08 : Blanket drain land drainage systems | Pr_25_57_51_09 : Building papers
|  |  | Ac_90_20_69 : Queuing |  | Ss_50_30_45_20 : Culvert land drainage systems | Pr_25_57_51_11 : Carborundum slip resistant paper
|  |  | Ac_90_20_82 : Spectator seating |  | Ss_50_30_45_30 : Filter drain land drainage systems | Pr_25_57_51_12 : Cellulose fibre breather membranes
|  |  | Ac_90_20_83 : Spectator standing |  | Ss_50_30_45_32 : Fin drain piped land drainage systems | Pr_25_57_51_15 : Cotton canvas tensile fabrics
|  |  | Ac_90_20_96 : Waiting |  | Ss_50_30_45_53 : Mole or subsoiling drain land drainage systems | Pr_25_57_51_29 : Fabrics for tensile applications
|  |  | Ac_90_50 : Storing activities |  | Ss_50_30_45_55 : Narrow slot fin drain land drainage systems | Pr_25_57_51_30 : Flexible pond liners
|  |  | Ac_90_50_02 : Aircraft storing |  | Ss_50_30_45_75 : Slitting or grooving land drainage systems | Pr_25_57_51_33 : Glass fibre fleeces
|  |  | Ac_90_50_04 : Arms storing |  | Ss_50_30_45_85 : Subsoil drainage pipe drain systems | Pr_25_57_51_34 : Glass fibre tensile fabrics
|  |  | Ac_90_50_06 : Baggage storing |  | Ss_50_30_45_90 : Trenchless drain land drainage systems | Pr_25_57_51_35 : Glass-reinforced plastics (GRP) sheet liners
|  |  | Ac_90_50_07 : Beer storing |  | Ss_50_30_65 : Pressure relief drainage systems | Pr_25_57_51_37 : High-density polyethylene (PE-HD) vapour barriers
|  |  | Ac_90_50_09 : Blood storing |  | Ss_50_30_65_08 : Blanket drain pressure relief systems | Pr_25_57_51_42 : Integrated flexible photovoltaic (PV) module membranes
|  |  | Ac_90_50_10 : Boat storing |  | Ss_50_30_65_30 : Filter drain pressure relief systems | Pr_25_57_51_48 : Low-density polyethylene (PE-LD) vapour barriers
|  |  | Ac_90_50_11 : Cargo storing |  | Ss_50_30_65_35 : Geocomposite sheet fin drain pressure relief systems | Pr_25_57_51_52 : Metallized plastics window films
|  |  | Ac_90_50_13 : Chemicals storing |  | Ss_50_30_80 : Storm water gravity drainage systems | Pr_25_57_51_58 : Pitch polymer membranes
|  |  | Ac_90_50_14 : Clothes storing |  | Ss_50_30_80_10 : Bifurcation storm water overflow systems | Pr_25_57_51_60 : Plastics window films
|  |  | Ac_90_50_15 : Cold storing |  | Ss_50_30_80_72 : Rigid attenuation or storage tank for stormwater flood attenuation systems | Pr_25_57_51_61 : Plastics preformed liners
|  |  | Ac_90_50_24 : Dry waste storing |  | Ss_50_30_82 : Surface and waste water gravity drainage systems | Pr_25_57_51_62 : Plastics sheets
|  |  | Ac_90_50_25 : Evidence storing |  | Ss_50_30_82_73 : Road drainage systems | Pr_25_57_51_63 : Polyvinyl chloride (unplasticized) (PVC-U) sheet
|  |  | Ac_90_50_26 : Explosives storing |  | Ss_50_30_85 : Surface and waste water pumped drainage systems | Pr_25_57_51_64 : Polyester (PET) tensile fabrics
|  |  | Ac_90_50_28 : Feed storing |  | Ss_50_40 : Solid waste collection and distribution systems | Pr_25_57_51_65 : Polyethylene (PE) sheets
|  |  | Ac_90_50_29 : Flammable chemicals storing |  | Ss_50_50 : Gas waste storage, treatment and disposal systems | Pr_25_57_51_66 : Polymeric membrane walkways
|  |  | Ac_90_50_30 : Food storing |  | Ss_50_50_45 : Landfill gas disposal systems | Pr_25_57_51_67 : Polypropylene (PP) breather membranes
|  |  | Ac_90_50_32 : Fuel storing |  | Ss_50_50_95 : Waste gas treatment and disposal systems | Pr_25_57_51_69 : Polytetrafluoroethylene (PTFE) tensile fabrics
|  |  | Ac_90_50_34 : Gas storing |  | Ss_50_60 : Non-aqueous liquid waste storage, treatment and disposal systems | Pr_25_57_51_71 : Reinforced bitumen membrane perforated underlays
|  |  | Ac_90_50_35 : General storing |  | Ss_50_60_45 : Landfill liquid disposal systems | Pr_25_57_51_79 : Slip-resistant sheets and strips
|  |  | Ac_90_50_36 : Glider storing |  | Ss_50_60_90 : Waste liquid fuel storage and treatment systems | Pr_25_57_51_81 : Solar glass weave tensile fabric
|  |  | Ac_90_50_37 : Goods storing |  | Ss_50_60_95 : Waste process liquid storage and treatment systems | Pr_25_57_51_84 : Stretch fabric membranes
|  |  | Ac_90_50_39 : Grain storing |  | Ss_50_70 : Water waste (drainage) storage, treatment and disposal systems | Pr_25_57_51_85 : Suspended fabric panels
|  |  | Ac_90_50_41 : Hang glider storing |  | Ss_50_70_05 : Below-ground private drainage disposal systems | Pr_25_57_51_94 : Vapour permeable sheets
|  |  | Ac_90_50_42 : Hazardous waste storing |  | Ss_50_70_05_20 : Below-ground waste water drainage field systems | Pr_25_57_56 : Netting and non-reinforcement mesh
|  |  | Ac_90_50_44 : Helicoptor storing |  | Ss_50_70_05_22 : Below-ground drainage packaged grease trap systems | Pr_25_57_56_07 : Bird deterrent nets
|  |  | Ac_90_50_47 : Left luggage storing |  | Ss_50_70_05_23 : Below-ground drainage private packaged septic tank systems | Pr_25_57_56_14 : Cleft chestnut palisade rolls
|  |  | Ac_90_50_52 : Medical records storing |  | Ss_50_70_05_24 : Below-ground drainage private packaged sewage treatment systems | Pr_25_57_56_15 : Continuous chain link metal mesh
|  |  | Ac_90_50_53 : Mineral storing |  | Ss_50_70_05_25 : Below-ground drainage private packaged storage tank systems (cesspools) | Pr_25_57_56_16 : Coarse woven plastics mesh
|  |  | Ac_90_50_58 : Oil storing |  | Ss_50_70_05_79 : Below-ground drainage concrete soakaway systems | Pr_25_57_56_27 : Expanded metal mesh
|  |  | Ac_90_50_59 : Outdoor storing |  | Ss_50_70_05_80 : Below-ground drainage granular fill soakaway systems | Pr_25_57_56_28 : Extruded plastics mesh
|  |  | Ac_90_50_65 : Pharmacy storing |  | Ss_50_70_05_81 : Below-ground drainage modular plastics attenuation or storage tank systems | Pr_25_57_56_29 : Fine woven plastics mesh
|  |  | Ac_90_50_70 : Raw materials storing |  | Ss_50_70_05_82 : Below-ground drainage modular plastics soakaway systems | Pr_25_57_56_34 : Glass fibre mesh
|  |  | Ac_90_50_75 : Scientific equipment storing |  | Ss_50_70_05_83 : Below-ground drainage packaged oil and petrol interceptor systems | Pr_25_57_56_52 : Metallic nets
|  |  | Ac_90_50_77 : Secure storing |  | Ss_50_70_05_84 : Below-ground drainage packaged silt trap systems | Pr_25_57_56_56 : Natural nets
|  |  | Ac_90_50_80 : Solid fuel storing |  | Ss_50_70_05_85 : Below-ground drainage rigid attenuation or storage tank systems | Pr_25_57_56_61 : Perforated metal mesh
|  |  | Ac_90_50_84 : Storage of human remains |  | Ss_50_70_05_86 : Below-ground drainage wet well systems | Pr_25_57_56_64 : Plastics nets
|  |  | Ac_90_50_91 : Vehicle storing |  | Ss_50_70_05_95 : Below-ground drainage outfall systems | Pr_25_57_56_85 : Spun-bonded plastics mesh
|  |  | Ac_90_50_92 : Walk-in clothes storing |  | Ss_50_70_83 : Surface water tank systems | Pr_25_57_56_95 : Welded metal mesh
|  |  | Ac_90_50_93 : Waste gas storing |  | Ss_50_70_85 : Sustainable drainage systems (SuDS) | Pr_25_57_56_96 : Wire netting
|  |  | Ac_90_50_94 : Waste liquids storing |  | Ss_50_70_85_00 : SuDS management train systems | Pr_25_57_56_97 : Woven metal mesh
|  |  | Ac_90_50_95 : Waste solids storing |  | Ss_50_70_85_06 : SuDS below ground rigid attenuation storage tank systems | Pr_25_57_61 : Plant-fibre based membranes, liners, flexible sheet and fabrics
|  |  | Ac_90_50_96 : Water storing |  | Ss_50_70_85_08 : SuDS bioretention area systems | Pr_25_57_61_02 : Acrylonitrile butadiene styrene (ABS) studded membranes
|  |  | Ac_90_50_97 : Wet waste storing |  | Ss_50_70_85_15 : SuDS conveyance swale systems | Pr_25_57_61_11 : Capillary fleece
|  |  | Ac_90_50_98 : Wine storing |  | Ss_50_70_85_21 : SuDs detention basin systems | Pr_25_57_61_36 : High-density polyethylene (PE-HD) studded sheets
[5 empty] | Ss_50_70_85_24 : SuDS dry swale systems | Pr_25_57_61_59 : Plant and natural fibre linings
[5 empty] | Ss_50_70_85_30 : SuDS filter strip systems | Pr_25_57_61_60 : Polyamide plastics sheets
[5 empty] | Ss_50_70_85_31 : SuDS filter trench systems | Pr_25_57_61_61 : Polyester fabric (coated)
[5 empty] | Ss_50_70_85_33 : SuDS geocellular attenuation tank systems | Pr_25_57_61_62 : Polyester fibre fleece
[5 empty] | Ss_50_70_85_34 : SuDS geocellular soakaway systems | Pr_25_57_61_63 : Polyester tensile fabric
[5 empty] | Ss_50_70_85_35 : SuDS granular fill soakaway systems | Pr_25_57_61_64 : Polyethylene breather membranes
[5 empty] | Ss_50_70_85_41 : SuDS infiltration basin systems | Pr_25_57_61_65 : Polyethylene composite gas retardant sheets
[5 empty] | Ss_50_70_85_42 : SuDS infiltration trench systems | Pr_25_57_61_66 : Polyethylene sheets
[5 empty] | Ss_50_70_85_58 : SuDS open channel conveyance systems | Pr_25_57_61_67 : Polyethylene sheet root barriers
[5 empty] | Ss_50_70_85_61 : SuDS permeable pavement systems | Pr_25_57_61_68 : Polyolefin breather membranes
[5 empty] | Ss_50_70_85_66 : SuDS precast concrete ring soakaway systems | Pr_25_57_61_69 : Polypropylene (PP) studded sheets
[5 empty] | Ss_50_70_85_70 : SuDS rainwater harvesting systems | Pr_25_57_61_71 : Root barrier membrane
[5 empty] | Ss_50_70_85_72 : SuDS retention pond systems | Pr_25_57_61_73 : Rubber studded membranes (ABS)
[5 empty] | Ss_50_70_85_75 : SuDS sand filter bed below ground systems | Pr_25_57_61_74 : Rubber studded sheets
[5 empty] | Ss_50_70_85_76 : SuDS sand filter bed surface systems | Pr_25_57_63 : Polymeric roofing membranes
[5 empty] | Ss_50_70_85_96 : SuDS water butt systems | Pr_25_57_63_28 : Expanded polytetrafluoroethylene (ePTFE) tensile fabric
[5 empty] | Ss_50_70_85_97 : SuDS wet swale systems | Pr_25_57_63_62 : Polymeric membranes
[5 empty] | Ss_50_70_85_98 : SuDS wetland systems | Pr_25_57_63_63 : Polypropylene breather membranes
[5 empty] | Ss_50_75 : Wastewater storage, treatment and disposal systems | Pr_25_57_63_64 : Polypropylene studded sheets
[5 empty] | Ss_50_75_01 : Aeration systems | Pr_25_57_63_65 : Polytetrafluoroethylene (PTFE) fabric (uncoated)
[5 empty] | Ss_50_75_01_22 : Diffused aeration systems | Pr_25_57_63_66 : Polytetrafluoroethylene (PTFE) tensile fabrics
[5 empty] | Ss_50_75_01_44 : Jet aeration systems | Pr_25_71 : Rigid board, panel and sheet products
[5 empty] | Ss_50_75_01_51 : Mechanical aeration systems | Pr_25_71_14 : Cladding and lining panels (Lightweight cladding and roofing panels)
[5 empty] | Ss_50_75_01_90 : Tray cascade aeration systems | Pr_25_71_14_01 : Aggregate-faced glass reinforced plastics (GRP) panels
[5 empty] | Ss_50_75_20 : Decanting systems | Pr_25_71_14_02 : Aluminium cassette panels
[5 empty] | Ss_50_75_20_96 : Wastewater decanting systems | Pr_25_71_14_05 : Aluminium composite material (ACM) panels
[5 empty] | Ss_50_75_21 : Desludging and sludge handling systems | Pr_25_71_14_06 : Aluminium composite panels
[5 empty] | Ss_50_75_21_20 : Desludging systems | Pr_25_71_14_07 : Aluminium external panels
[5 empty] | Ss_50_75_21_75 : Settlement tank gravity desludging systems | Pr_25_71_14_08 : Aluminium infill panels
[5 empty] | Ss_50_75_21_80 : Sludge handling and treatment systems | Pr_25_71_14_09 : Aluminium internal panels
[5 empty] | Ss_50_75_34 : Grit treatment and removal systems | Pr_25_71_14_11 : Carbon steel composite panels
[5 empty] | Ss_50_75_34_16 : Crossflow grit removal systems | Pr_25_71_14_12 : Carbon steel external panels
[5 empty] | Ss_50_75_34_60 : Package grit treatment and removal systems | Pr_25_71_14_13 : Carbon steel infill panels
[5 empty] | Ss_50_75_34_94 : Vortex grit removal systems | Pr_25_71_14_14 : Carbon steel internal panels
[5 empty] | Ss_50_75_41 : Inlet works systems | Pr_25_71_14_15 : Ceramic panels
[5 empty] | Ss_50_75_41_15 : Concrete inlet works systems | Pr_25_71_14_16 : Column casings
[5 empty] | Ss_50_75_41_60 : Package inlet works systems | Pr_25_71_14_18 : Composite and recycled plastics sheets
[5 empty] | Ss_50_75_41_66 : Prefabricated inlet works systems | Pr_25_71_14_19 : Composite stone panels
[5 empty] | Ss_50_75_58 : Odour control systems | Pr_25_71_14_20 : Compressed rock fibre panels
[5 empty] | Ss_50_75_58_07 : Bio-filtration systems | Pr_25_71_14_30 : Fibre cement panels
[5 empty] | Ss_50_75_58_08 : Bio-scrubber systems | Pr_25_71_14_31 : Fireproof casings
[5 empty] | Ss_50_75_58_11 : Catalytic iron filter systems | Pr_25_71_14_34 : Glass reinforced plastics (GRP) panels
[5 empty] | Ss_50_75_58_23 : Dry installation systems | Pr_25_71_14_56 : Natural stone panels
[5 empty] | Ss_50_75_58_96 : Wet scrubber systems | Pr_25_71_14_62 : Plastics sheet wall claddings
[5 empty] | Ss_50_75_67 : Primary sewage treatment and final settlement systems | Pr_25_71_14_65 : Pre-weathered zinc cassette panels
[5 empty] | Ss_50_75_67_38 : Horizontal flow tank systems | Pr_25_71_14_82 : Stainless steel cassette panels
[5 empty] | Ss_50_75_67_46 : Lamella tank systems | Pr_25_71_14_83 : Stainless steel composite panels
[5 empty] | Ss_50_75_67_70 : Radial flow tank systems | Pr_25_71_14_84 : Stainless steel external panels
[5 empty] | Ss_50_75_75 : Scum removal systems | Pr_25_71_14_85 : Stainless steel infill panels
[5 empty] | Ss_50_75_75_96 : Wastewater scum removal systems | Pr_25_71_14_86 : Stainless steel internal panels
[5 empty] | Ss_50_75_77 : Secondary sewage treatment systems | Pr_25_71_14_88 : Terracotta panels
[5 empty] | Ss_50_75_77_01 : Activated sludge aeration tank systems | Pr_25_71_14_98 : Wood fibre-reinforced thermosetting resin external panels
[5 empty] | Ss_50_75_77_07 : Biological filter tank systems | Pr_25_71_29 : Falsework and formwork
[5 empty] | Ss_50_75_92 : Wastewater chemical dosing systems | Pr_25_71_29_04 : Architectural finish permanent formwork linings
[5 empty] | Ss_50_75_92_13 : Chemical dosing systems | Pr_25_71_29_11 : Carbon steel permanent joint formers
[5 empty] | Ss_50_75_93 : Wastewater filtration systems | Pr_25_71_29_14 : Collapsible (wet) board substructure formwork
[5 empty] | Ss_50_75_93_02 : Aggregate filtration systems | Pr_25_71_29_15 : Collapsible board substructure formwork
[5 empty] | Ss_50_75_93_07 : Biological percolating filter tiling systems | Pr_25_71_29_16 : Compressible board substructure formwork
[5 empty] | Ss_50_75_93_52 : Membrane filtration systems | Pr_25_71_29_17 : Concrete permanent side forms
[5 empty] | Ss_50_75_94 : Wastewater screenings handling systems | Pr_25_71_29_28 : Expanded carbon steel mesh formwork
[5 empty] | Ss_50_75_94_16 : Combined screenings capture and handling systems | Pr_25_71_29_37 : High density expanded polystyrene (HDPS) ventilated substructure formwork
[5 empty] | Ss_50_75_94_56 : Non-powered screening systems | Pr_25_71_29_56 : Non-critical permanent formwork
[5 empty] | Ss_50_75_94_64 : Powered screenings capture and handling systems | Pr_25_71_29_62 : Permanent insulation formwork (PIF)
[5 empty] | Ss_50_75_95 : Wastewater supply systems | Pr_25_71_29_64 : Permanent timber formwork
[5 empty] | Ss_50_75_95_67 : Pumped wastewater supply systems | Pr_25_71_29_72 : Ribbed carbon steel mesh formwork
[5 empty] | Ss_50_75_98 : Wastewater tank systems | Pr_25_71_29_76 : Scaffolding and accessories
[5 empty] | Ss_50_75_98_96 : Wastewater tank flushing systems | Pr_25_71_29_86 : Suspended in situ concrete construction permanent insulation formwork (PIF)
[5 empty] | Ss_50_80 : Solid waste storage, treatment and disposal systems | Pr_25_71_29_88 : Timber scaffold boards
[5 empty] | Ss_50_80_40 : Incinerator systems | Pr_25_71_33 : Glass and glazing sheets and profiles
[5 empty] | Ss_50_80_80 : Solid waste compacting systems | Pr_25_71_33_02 : Annealed glass sheets
[5 empty] | Ss_50_80_80_96 : Waste compactor systems | Pr_25_71_33_16 : Corrugated wired glass sheets
[5 empty] | Ss_50_80_82 : Solid waste sorting systems | Pr_25_71_33_33 : Glass beams
[5 empty] | Ss_50_80_96 : Weighbridge systems | Pr_25_71_33_34 : Glass fins
[5 empty] | Ss_50_80_96_00 : Above ground weighbridge systems | Pr_25_71_33_35 : Glass panels
[5 empty] | Ss_50_80_96_63 : Pit weighbridge systems | Pr_25_71_33_37 : Heat strengthened glass sheets
[5 empty] | Ss_50_95 : Temporary disposal systems | Pr_25_71_33_42 : Insulated glass units (IGUs)
[5 empty] | Ss_55 : Piped supply systems | Pr_25_71_33_46 : Laminated glass sheets
[5 empty] | Ss_55_05 : Gas extraction, treatment and storage systems | Pr_25_71_33_47 : Lead and X-ray glass sheets
[5 empty] | Ss_55_05_30 : Gas extraction systems | Pr_25_71_33_65 : Plastics glazing sheets
[5 empty] | Ss_55_05_75 : Gas storage tank systems | Pr_25_71_33_77 : Sealed insulated glass units
[5 empty] | Ss_55_05_85 : Gas treatment systems | Pr_25_71_33_84 : Stained glass sheets
[5 empty] | Ss_55_05_95 : Gas well systems | Pr_25_71_33_88 : Thermally toughened glass sheets
[5 empty] | Ss_55_10 : Liquid fuel extraction, treatment and storage systems | Pr_25_71_33_92 : U-profiled glass channels
[5 empty] | Ss_55_10_70 : Liquid fuel extraction systems | Pr_25_71_33_97 : Wired glass sheets
[5 empty] | Ss_55_10_75 : Liquid fuel storage tank systems | Pr_25_71_42 : Infill panels
[5 empty] | Ss_55_10_85 : Liquid fuel treatment systems | Pr_25_71_42_12 : Cement-bonded wood-wool infill panels
[5 empty] | Ss_55_10_95 : Liquid fuel well systems | Pr_25_71_42_52 : Metal tray infill panels
[5 empty] | Ss_55_15 : Water extraction, treatment and storage systems | Pr_25_71_42_54 : Mineral fibre infill panels
[5 empty] | Ss_55_15_65 : Potable water storage tank systems | Pr_25_71_42_59 : Open-cell infill panels
[5 empty] | Ss_55_15_65_15 : Concrete potable water storage systems | Pr_25_71_42_60 : Panel diffuser infill panels
[5 empty] | Ss_55_15_65_65 : Plastics potable water storage systems | Pr_25_71_42_63 : Plastics-faced gypsum plasterboard infill panels
[5 empty] | Ss_55_15_65_72 : Reinforced concrete potable water storage systems | Pr_25_71_42_70 : Raised access floor panels
[5 empty] | Ss_55_15_65_84 : Steel framed potable water storage systems | Pr_25_71_42_71 : Raised access floor panels with finish
[5 empty] | Ss_55_15_70 : Water reservoir systems | Pr_25_71_42_72 : Resin-bonded mineral wool infill panels
[5 empty] | Ss_55_15_72 : Water extraction systems | Pr_25_71_42_73 : Rigid urethane foam infill panels
[5 empty] | Ss_55_15_85 : Water treatment systems | Pr_25_71_42_94 : Veneered wood-composite infill panels
[5 empty] | Ss_55_15_85_08 : Biological aerated flooded filter systems | Pr_25_71_43 : Interior linings
[5 empty] | Ss_55_15_85_23 : Dissolved air flotation systems | Pr_25_71_43_33 : Glass-reinforced plastics (GRP) ceilings
[5 empty] | Ss_55_15_85_46 : Lamella plate systems | Pr_25_71_43_34 : Glass-reinforced plastics (GRP) linings
[5 empty] | Ss_55_15_85_75 : Sandfilter systems | Pr_25_71_43_62 : Plastics linings
[5 empty] | Ss_55_15_85_85 : Submerged aerated filter systems | Pr_25_71_44 : Joint fillers
[5 empty] | Ss_55_15_95 : Wet well systems | Pr_25_71_44_06 : Bitumen-impregnated softboard joint fillers
[5 empty] | Ss_55_15_95_64 : Piled wet well systems | Pr_25_71_44_08 : Bitumen rubber expansion joint fillers
[5 empty] | Ss_55_15_95_72 : Reinforced concrete wet well systems | Pr_25_71_44_15 : Cork board joint fillers
[5 empty] | Ss_55_20 : Gas distribution and supply systems | Pr_25_71_44_28 : Extruded polyethylene (PE) foam joint fillers
[5 empty] | Ss_55_20_15 : Compressed air supply systems | Pr_25_71_44_53 : Mineral fibre joint fillers
[5 empty] | Ss_55_20_15_42 : Industrial compressed air supply systems | Pr_25_71_50 : Metal panels
[5 empty] | Ss_55_20_15_46 : Laboratory compressed air supply systems | Pr_25_71_50_02 : Aluminium expanded mesh panels
[5 empty] | Ss_55_20_15_51 : Medical compressed air supply systems | Pr_25_71_50_03 : Aluminium vertical bar panels
[5 empty] | Ss_55_20_33 : Gas distribution network systems | Pr_25_71_50_04 : Aluminium sheet panels
[5 empty] | Ss_55_20_33_56 : Natural gas distribution network systems | Pr_25_71_50_06 : Base boards
[5 empty] | Ss_55_20_34 : Gas supply systems | Pr_25_71_50_12 : Carbon steel expanded mesh panels
[5 empty] | Ss_55_20_34_05 : Biogas supply systems | Pr_25_71_50_13 : Carbon steel framed vertical bar and rail panels
[5 empty] | Ss_55_20_34_46 : Liquefied petroleum gas (LPG) supply systems | Pr_25_71_50_14 : Carbon steel framed vertical bar panels
[5 empty] | Ss_55_20_34_57 : Natural gas supply systems | Pr_25_71_50_15 : Carbon steel framed vertical section panels
[5 empty] | Ss_55_20_34_95 : Welding gas supply systems | Pr_25_71_50_16 : Carbon steel palisade fence panels
[5 empty] | Ss_55_20_40 : Inert gas supply systems | Pr_25_71_50_17 : Carbon steel sheet
[5 empty] | Ss_55_20_45 : Laboratory gas supply systems | Pr_25_71_50_18 : Carbon steel vertical section and rail panels
[5 empty] | Ss_55_20_45_05 : Laboratory argon supply systems | Pr_25_71_50_19 : Carbon steel welded mesh panels
[5 empty] | Ss_55_20_45_36 : Laboratory helium supply systems | Pr_25_71_50_20 : Cast iron vertical bar and rail panels
[5 empty] | Ss_55_20_45_39 : Laboratory hydrogen supply systems | Pr_25_71_50_21 : Composite fence panels
[5 empty] | Ss_55_20_45_56 : Laboratory nitrogen supply systems | Pr_25_71_50_22 : Composite panels
[5 empty] | Ss_55_20_45_59 : Laboratory oxygen supply systems | Pr_25_71_50_23 : Composite wildlife panels
[5 empty] | Ss_55_20_51 : Medical gas supply systems | Pr_25_71_50_24 : Decorative metal panels
[5 empty] | Ss_55_20_51_03 : Medical anaesthetic gas scavenging systems | Pr_25_71_50_39 : Hurdles
[5 empty] | Ss_55_20_51_27 : Medical entonox supply systems | Pr_25_71_50_51 : Mesh panels
[5 empty] | Ss_55_20_51_36 : Medical helium/ oxygen mixture supply systems | Pr_25_71_50_60 : Palisade panel
[5 empty] | Ss_55_20_51_56 : Medical nitrous oxide supply systems | Pr_25_71_50_61 : Panels with vertical infill
[5 empty] | Ss_55_20_51_57 : Medical nitrous oxide/ oxygen mixture supply systems | Pr_25_71_50_79 : Sheet panels
[5 empty] | Ss_55_20_51_59 : Medical oxygen supply systems | Pr_25_71_50_80 : Stainless steel expanded mesh panels
[5 empty] | Ss_55_20_85 : Specialist and high purity gas supply systems | Pr_25_71_50_81 : Stainless steel vertical bar panels
[5 empty] | Ss_55_20_94 : Vacuum supply systems | Pr_25_71_50_82 : Stainless steel vertical bar and rail panels
[5 empty] | Ss_55_20_94_51 : Medical vacuum supply systems | Pr_25_71_50_83 : Stainless steel sheet panels
[5 empty] | Ss_55_30 : Fire extinguishing systems | Pr_25_71_50_84 : Stainless steel welded mesh panels
[5 empty] | Ss_55_30_35 : Gaseous and foam fire extinguishing systems | Pr_25_71_50_95 : Welded steel hurdles
[5 empty] | Ss_55_30_35_10 : Carbon dioxide fire extinguishing systems | Pr_25_71_50_96 : Wrought iron decorative panels
[5 empty] | Ss_55_30_35_31 : Foam fire extinguishing systems | Pr_25_71_50_97 : Wrought iron vertical bar panels
[5 empty] | Ss_55_30_35_35 : Halocarbon gas total flooding fire extinguishing systems | Pr_25_71_50_98 : Wrought iron vertical bar and rail panels
[5 empty] | Ss_55_30_35_40 : Inert gas total flooding fire extinguishing systems | Pr_25_71_51 : Metal sheets and strips
[5 empty] | Ss_55_30_65 : Portable fire extinguishing systems | Pr_25_71_51_01 : Aluminium sheets, strips and plates
[5 empty] | Ss_55_30_65_30 : Fire blanket systems | Pr_25_71_51_02 : Aluminium long strips
[5 empty] | Ss_55_30_65_35 : Fire bucket systems | Pr_25_71_51_03 : Aluminium profiled sheets
[5 empty] | Ss_55_30_65_65 : Portable fire extinguisher systems | Pr_25_71_51_04 : Aluminium profiled sheet decking
[5 empty] | Ss_55_30_96 : Water fire extinguishing systems | Pr_25_71_51_05 : Aluminium sheets
[5 empty] | Ss_55_30_96_21 : Deluge systems | Pr_25_71_51_06 : Aluminium traditional sheets
[5 empty] | Ss_55_30_96_23 : Domestic sprinkler systems | Pr_25_71_51_11 : Carbon steel linings
[5 empty] | Ss_55_30_96_25 : Dry riser systems | Pr_25_71_51_12 : Carbon steel pressed panels
[5 empty] | Ss_55_30_96_29 : Fire hose reel systems | Pr_25_71_51_14 : Carbon steel sheet walkway reinforcement
[5 empty] | Ss_55_30_96_30 : Fire hydrant systems | Pr_25_71_51_15 : Carbon steel sheets
[5 empty] | Ss_55_30_96_85 : Sprinkler systems | Pr_25_71_51_16 : Copper long strips
[5 empty] | Ss_55_30_96_96 : Water mist systems | Pr_25_71_51_17 : Copper traditional sheets
[5 empty] | Ss_55_30_96_97 : Wet riser systems | Pr_25_71_51_33 : Galvanized carbon steel profiled sheets
[5 empty] | Ss_55_40 : Steam distribution and supply systems | Pr_25_71_51_38 : Hollow-core metal sheets
[5 empty] | Ss_55_40_85 : Steam supply and condensate systems | Pr_25_71_51_46 : Lead machine cast sheets
[5 empty] | Ss_55_40_85_38 : Hospital steam supply and condensate systems | Pr_25_71_51_47 : Lead rolled sheets
[5 empty] | Ss_55_40_85_41 : Industrial steam supply and condensate systems | Pr_25_71_51_52 : Metal profiled sheets
[5 empty] | Ss_55_50 : Liquid fuel distribution and supply systems | Pr_25_71_51_82 : Stainless steel sheets, strips and plates for construction
[5 empty] | Ss_55_50_46 : Liquid fuel distribution network systems | Pr_25_71_51_83 : Stainless steel sheets, strips and plates for general purpose
[5 empty] | Ss_55_50_46_58 : Oil distribution network systems | Pr_25_71_51_84 : Stainless steel long strips and sheets
[5 empty] | Ss_55_50_47 : Liquid fuel supply systems | Pr_25_71_51_85 : Stainless steel profiled sheets
[5 empty] | Ss_55_50_47_21 : Diesel supply systems | Pr_25_71_51_86 : Stainless steel sheets
[5 empty] | Ss_55_50_47_32 : Fuel oil supply systems | Pr_25_71_51_87 : Stainless steel traditional sheets
[5 empty] | Ss_55_50_47_45 : Kerosene/ jet fuel supply systems | Pr_25_71_51_88 : Steel plate, sheet and strip
[5 empty] | Ss_55_50_47_46 : Liquid biofuel supply systems | Pr_25_71_51_89 : Steel profiled sheet
[5 empty] | Ss_55_50_47_61 : Petrol supply systems | Pr_25_71_51_97 : Zinc traditional sheets
[5 empty] | Ss_55_60 : Process liquid distribution and supply systems | Pr_25_71_51_98 : Zinc soft temper alloy strips
[5 empty] | Ss_55_60_45 : Liquid acids and bases supply systems | Pr_25_71_51_99 : Zinc standard temper alloy strips
[5 empty] | Ss_55_60_47 : Liquid chemicals supply systems | Pr_25_71_52 : Mineral-based boards and sheets
[5 empty] | Ss_55_60_50 : Liquid polymer supply systems | Pr_25_71_52_11 : Carbon-neutral gypsum plasterboards
[5 empty] | Ss_55_60_55 : Lubrication supply systems | Pr_25_71_52_12 : Carbon steel-faced plasterboard panels
[5 empty] | Ss_55_60_55_70 : Rail lubrication supply systems | Pr_25_71_52_13 : Cellular glass insulation boards
[5 empty] | Ss_55_70 : Water distribution and supply systems | Pr_25_71_52_15 : Compressed mineral wool fire protection boards
[5 empty] | Ss_55_70_38 : Hot and cold water supply systems | Pr_25_71_52_17 : Compressed vermiculite fire protection boards
[5 empty] | Ss_55_70_38_15 : Cold water supply systems | Pr_25_71_52_21 : Enhanced-strength gypsum plasterboards
[5 empty] | Ss_55_70_38_20 : Direct hot water storage supply systems | Pr_25_71_52_22 : Expanded perlite boards
[5 empty] | Ss_55_70_38_42 : Indirect hot water storage supply systems | Pr_25_71_52_23 : Fibre-reinforced calcium silicate boards
[5 empty] | Ss_55_70_38_45 : Instantaneous hot water supply systems | Pr_25_71_52_24 : Fibre-reinforced calcium silicate fire protection boards
[5 empty] | Ss_55_70_38_65 : Pumped cold water supply systems | Pr_25_71_52_25 : Fibre-reinforced cement boards
[5 empty] | Ss_55_70_39 : Hydroelectric pressure water supply systems | Pr_25_71_52_26 : Fibre-reinforced cement profiled sheets
[5 empty] | Ss_55_70_39_10 : Buried pressure pipeline systems | Pr_25_71_52_27 : Fibre-reinforced cement sheets
[5 empty] | Ss_55_70_42 : Irrigation systems | Pr_25_71_52_28 : Fibre-reinforced cement weatherboards
[5 empty] | Ss_55_70_42_20 : Drip irrigation systems | Pr_25_71_52_29 : Fibre-reinforced gypsum boards
[5 empty] | Ss_55_70_42_50 : Manual irrigation systems | Pr_25_71_52_30 : Fibre-reinforced gypsum floor boards
[5 empty] | Ss_55_70_42_60 : Passive irrigation systems | Pr_25_71_52_31 : Fibre-reinforced magnesium silicate boards
[5 empty] | Ss_55_70_42_85 : Sprinkler irrigation systems | Pr_25_71_52_32 : Filled fibre-reinforced calcium silicate fire protection boards
[5 empty] | Ss_55_70_42_87 : Sub-irrigation systems | Pr_25_71_52_33 : Fire-resistant gypsum plasterboards
[5 empty] | Ss_55_70_94 : Washing systems | Pr_25_71_52_34 : Gypsum baseboards
[5 empty] | Ss_55_70_94_94 : Wash plant systems | Pr_25_71_52_35 : Gypsum core boards
[5 empty] | Ss_55_70_94_96 : Wheel washing systems | Pr_25_71_52_36 : Gypsum planks
[5 empty] | Ss_55_70_95 : Water distribution network systems | Pr_25_71_52_37 : Gypsum plasterboards, type A
[5 empty] | Ss_55_70_95_50 : Mains water distribution network systems | Pr_25_71_52_38 : Gypsum plasterboards, type D
[5 empty] | Ss_55_70_95_66 : Private water distribution network systems | Pr_25_71_52_39 : Gypsum plasterboard with combined properties
[5 empty] | Ss_55_70_96 : Water feature systems | Pr_25_71_52_40 : Gypsum sheathing plasterboards
[5 empty] | Ss_55_70_96_15 : Cascade and waterfall systems | Pr_25_71_52_41 : Impact-resistant gypsum plasterboards
[5 empty] | Ss_55_70_96_31 : Fountain and jet systems | Pr_25_71_52_47 : Linoleum composite laminate strips and boards
[5 empty] | Ss_55_70_96_83 : Self-contained water feature systems | Pr_25_71_52_50 : Magnesium oxide board
[5 empty] | Ss_55_70_96_96 : Water play systems | Pr_25_71_52_52 : Moisture-resistant gypsum plasterboards
[5 empty] | Ss_55_70_97 : Water reclamation systems | Pr_25_71_52_63 : Plasterboard panels
[5 empty] | Ss_55_70_97_35 : Grey water reclamation systems | Pr_25_71_52_80 : Sound insulation gypsum plasterboards
[5 empty] | Ss_55_70_97_70 : Rainwater reclamation systems | Pr_25_71_52_88 : Thermal laminate gypsum plasterboards
[5 empty] | Ss_55_70_98 : Water treatment systems | Pr_25_71_52_94 : Vapour check gypsum plasterboards
[5 empty] | Ss_55_70_98_08 : Bore water treatment systems | Pr_25_71_52_95 : Vermiculite-silicate fire protection boards
[5 empty] | Ss_55_70_98_85 : Swimming pool water treatment systems | Pr_25_71_52_99 : X-ray resistant gypsum plasterboards
[5 empty] | Ss_55_70_98_92 : Ultrapure water treatment systems | Pr_25_71_53 : Mirrors
[5 empty] | Ss_55_90 : Piped solids distribution and supply systems | Pr_25_71_53_06 : Bathroom mirrors
[5 empty] | Ss_55_90_65 : Piped granule and powder supply systems | Pr_25_71_53_30 : Framed glass mirrors
[5 empty] | Ss_55_95 : Temporary piped supply systems | Pr_25_71_53_31 : Framed metal mirrors
[5 empty] | Ss_60 : Heating, cooling and refrigeration systems | Pr_25_71_53_32 : Framed plastics mirrors
[5 empty] | Ss_60_30 : Rail and paving heating systems | Pr_25_71_53_46 : Large mirrors
[5 empty] | Ss_60_30_60 : Pavement heating systems | Pr_25_71_53_70 : Rail mirrors
[5 empty] | Ss_60_30_60_27 : Electric pavement heating systems | Pr_25_71_53_73 : Road mirrors
[5 empty] | Ss_60_30_70 : Railway heating systems | Pr_25_71_53_82 : Small mirrors
[5 empty] | Ss_60_30_75 : Runway heating systems | Pr_25_71_53_91 : Unframed glass mirrors
[5 empty] | Ss_60_30_90 : Tramway heating systems | Pr_25_71_53_92 : Unframed metal mirrors
[5 empty] | Ss_60_40 : Space heating and cooling systems | Pr_25_71_53_93 : Unframed plastics mirrors
[5 empty] | Ss_60_40_13 : Climatic ceiling and beam systems | Pr_25_71_57 : Non-metal barrier panels
[5 empty] | Ss_60_40_13_13 : Climatic beam systems | Pr_25_71_57_11 : Cement-bonded particleboard framed panels
[5 empty] | Ss_60_40_13_14 : Climatic ceiling systems | Pr_25_71_57_12 : Concrete base boards
[5 empty] | Ss_60_40_15 : Combined heating, cooling and power | Pr_25_71_57_13 : Concrete parapet base panels
[5 empty] | Ss_60_40_15_40 : Combined heat and power systems | Pr_25_71_57_14 : Concrete base panels
[5 empty] | Ss_60_40_15_90 : Combined underfloor heating and cooling systems | Pr_25_71_57_15 : Concrete fence panel tops
[5 empty] | Ss_60_40_17 : Cooling systems | Pr_25_71_57_16 : Concrete fence panels
[5 empty] | Ss_60_40_17_12 : Chilled water systems | Pr_25_71_57_17 : Concrete containment parapet units
[5 empty] | Ss_60_40_17_21 : District cooling systems | Pr_25_71_57_18 : Concrete safety barrier panels
[5 empty] | Ss_60_40_17_71 : Refrigerant cooling systems | Pr_25_71_57_22 : Decorative concrete fence panels
[5 empty] | Ss_60_40_17_92 : Underfloor chilled water systems | Pr_25_71_57_24 : Decorative timber panels
[5 empty] | Ss_60_40_17_94 : Variable refrigerant flow systems | Pr_25_71_57_34 : Glass barrier panels
[5 empty] | Ss_60_40_17_96 : Water cooling systems | Pr_25_71_57_35 : Glazing plastics framed panels
[5 empty] | Ss_60_40_36 : Heat pump systems | Pr_25_71_57_37 : Hardwood base boards
[5 empty] | Ss_60_40_36_05 : Air source heat pump systems | Pr_25_71_57_38 : Hardwood framed panels
[5 empty] | Ss_60_40_36_35 : Ground source heat pump systems | Pr_25_71_57_39 : Hardwood palisade panels
[5 empty] | Ss_60_40_36_96 : Water source heat pump systems | Pr_25_71_57_40 : Hazel wattle hurdles
[5 empty] | Ss_60_40_37 : Heating systems | Pr_25_71_57_44 : Jet blast deflectors
[5 empty] | Ss_60_40_37_21 : Direct gas fired heating systems | Pr_25_71_57_60 : Partition panels
[5 empty] | Ss_60_40_37_22 : District heating systems | Pr_25_71_57_61 : Partition screens
[5 empty] | Ss_60_40_37_26 : Electric heating systems | Pr_25_71_57_62 : Plastics framed panels
[5 empty] | Ss_60_40_37_27 : Electric underfloor heating systems | Pr_25_71_57_63 : Plastics panels
[5 empty] | Ss_60_40_37_48 : Low temperature hot water heating systems | Pr_25_71_57_64 : Plastics panel fence tops
[5 empty] | Ss_60_40_37_51 : Medium temperature hot water heating systems | Pr_25_71_57_65 : Plywood framed panels
[5 empty] | Ss_60_40_37_81 : Solar heating systems | Pr_25_71_57_66 : Polymer based boards
[5 empty] | Ss_60_40_37_85 : Steam heating systems | Pr_25_71_57_67 : Polymer based panels
[5 empty] | Ss_60_40_37_94 : Underfloor low temperature hot water heating systems | Pr_25_71_57_73 : Room divider panels
[5 empty] | Ss_60_40_84 : Space heating and cooling distribution network systems | Pr_25_71_57_80 : Sliding stacking panel partitions
[5 empty] | Ss_60_40_84_21 : District cooling distribution network systems | Pr_25_71_57_81 : Softwood base boards
[5 empty] | Ss_60_40_84_22 : District heating distribution network systems | Pr_25_71_57_82 : Softwood framed panels
[5 empty] | Ss_60_60 : Refrigeration systems | Pr_25_71_57_83 : Softwood palisade fence panels
[5 empty] | Ss_60_60_15 : Cold room systems | Pr_25_71_57_87 : Timber base boards
[5 empty] | Ss_60_60_15_10 : Catering cold room systems | Pr_25_71_57_88 : Timber board panels
[5 empty] | Ss_60_60_15_50 : Mortuary cold room systems | Pr_25_71_57_90 : Timber sheet panels
[5 empty] | Ss_60_60_17 : Cold storage systems | Pr_25_71_57_97 : Wattle hurdles
[5 empty] | Ss_60_80 : Drying systems | Pr_25_71_57_98 : Willow wattle hurdles
[5 empty] | Ss_60_80_08 : Bottle and can drying systems | Pr_25_71_63 : Plastics-based boards and sheets
[5 empty] | Ss_60_95 : Temporary heating, cooling and refrigeration systems | Pr_25_71_63_15 : Compact or solid grade high-pressure laminate (HPL) boards
[5 empty] | Ss_65 : Ventilation and air conditioning systems | Pr_25_71_63_24 : Drainage layer corrugated boards
[5 empty] | Ss_65_40 : Ventilation systems | Pr_25_71_63_26 : Expanded polystyrene (EPS) boards
[5 empty] | Ss_65_40_25 : Dust extract systems | Pr_25_71_63_27 : Extruded polyethylene (PE) foam boards
[5 empty] | Ss_65_40_32 : Fume extract systems | Pr_25_71_63_29 : Extruded polystyrene (XPS) boards
[5 empty] | Ss_65_40_32_32 : Fume cupboard extract systems | Pr_25_71_63_33 : Glass-reinforced plastics (GRP) profiled panels
[5 empty] | Ss_65_40_32_70 : Recirculatory fume cupboards systems | Pr_25_71_63_34 : Glass-reinforced plastics (GRP) profiled sheets
[5 empty] | Ss_65_40_32_75 : Safety cabinet extract systems | Pr_25_71_63_38 : Hollow-core plastics sheets
[5 empty] | Ss_65_40_33 : General space ventilation systems | Pr_25_71_63_59 : Phenolic foam boards
[5 empty] | Ss_65_40_33_45 : Kitchen extract ventilation systems | Pr_25_71_63_60 : Plastics and composite material boards
[5 empty] | Ss_65_40_33_48 : Local extract ventilation systems | Pr_25_71_63_61 : Plastics base boards
[5 empty] | Ss_65_40_33_50 : Mechanical extract ventilation systems | Pr_25_71_63_62 : Plastics composite and recycled sheets
[5 empty] | Ss_65_40_33_51 : Mechanical supply ventilation systems | Pr_25_71_63_63 : Plastics composite laminate strips and boards
[5 empty] | Ss_65_40_33_52 : Mechanical and whole building ventilation systems | Pr_25_71_63_64 : Plastics weatherboards
[5 empty] | Ss_65_40_33_56 : Natural ventilation systems | Pr_25_71_63_65 : Polycarbonate profiled sheets
[5 empty] | Ss_65_40_33_60 : Passive stack ventilation systems | Pr_25_71_63_66 : Polyisocyanurate (PIR) foam boards
[5 empty] | Ss_65_40_33_90 : Toilet extract ventilation systems | Pr_25_71_63_67 : Polyurethane (PUR) foam boards
[5 empty] | Ss_65_40_42 : Industrial fume extract systems | Pr_25_71_63_72 : Recycled plastics deck boards
[5 empty] | Ss_65_40_42_45 : Local exhaust ventilation systems | Pr_25_71_63_81 : Solid surface resin-based sheets
[5 empty] | Ss_65_40_42_95 : Vehicle exhaust extract systems | Pr_25_71_63_92 : Unplasticized polyvinyl chloride (PVC-U) deck boards
[5 empty] | Ss_65_40_80 : Smoke extract and control systems | Pr_25_71_63_93 : Unplasticized polyvinyl chloride (PVC-U) profiled sheets
[5 empty] | Ss_65_40_80_65 : Pressure differential systems | Pr_25_71_90 : Tunnel and shaft lining products
[5 empty] | Ss_65_40_80_80 : Smoke and heat exhaust ventilation systems | Pr_25_71_90_11 : Carbon steel tunnel and shaft lining segments
[5 empty] | Ss_65_40_94 : Vehicular space ventilation systems | Pr_25_71_90_12 : Cast iron tunnel and shaft lining segments
[5 empty] | Ss_65_40_94_10 : Car park extract systems | Pr_25_71_90_15 : Concrete tunnel and shaft lining segments
[5 empty] | Ss_65_40_94_11 : Car park supply systems | Pr_25_71_90_80 : Spheroidal graphite iron (SGI) tunnel and shaft lining segments
[5 empty] | Ss_65_40_94_90 : Tunnel ventilation systems | Pr_25_71_94 : Veneers and facings
[5 empty] | Ss_65_60 : Specialist ventilation systems | Pr_25_71_94_06 : Balancing veneers
[5 empty] | Ss_65_60_95 : Wind tunnel systems | Pr_25_71_94_22 : Decorative continuous laminates (DCL or CPL)
[5 empty] | Ss_65_80 : Air conditioning systems | Pr_25_71_94_29 : Fabric facings
[5 empty] | Ss_65_80_05 : Central air conditioning systems | Pr_25_71_94_37 : High-pressure decorative laminates (HPL or HPDL)
[5 empty] | Ss_65_80_05_10 : Centralized all-air conditioning systems | Pr_25_71_94_46 : Leather facings
[5 empty] | Ss_65_80_05_30 : Fan coil unit air conditioning systems | Pr_25_71_94_51 : Melamine veneer facings
[5 empty] | Ss_65_80_05_40 : Induction unit air conditioning systems | Pr_25_71_94_52 : Metal sheet facings
[5 empty] | Ss_65_80_15 : Controlled environment systems | Pr_25_71_94_94 : Veneer edgings and lippings
[5 empty] | Ss_65_80_45 : Local air conditioning systems | Pr_25_71_94_95 : Vinyl sheet facings
[5 empty] | Ss_65_80_45_25 : Evaporative cooling systems | Pr_25_71_94_98 : Wood veneers
[5 empty] | Ss_65_80_45_48 : Local underfloor air conditioning systems | Pr_25_71_97 : Wood-based boards
[5 empty] | Ss_65_80_45_72 : Room air conditioning systems | Pr_25_71_97_05 : Bitumen-impregnated fibreboards
[5 empty] | Ss_65_95 : Temporary ventilation and air conditioning systems | Pr_25_71_97_07 : Bitumen-impregnated softboards
[5 empty] | Ss_70 : Electrical systems | Pr_25_71_97_08 : Blockboard core plywoods
[5 empty] | Ss_70_10 : Electrical power generation systems | Pr_25_71_97_12 : Cement-bonded particleboards
[5 empty] | Ss_70_10_30 : Fossil fuel power generation systems | Pr_25_71_97_16 : Corkboards
[5 empty] | Ss_70_10_30_33 : Gas power generating systems | Pr_25_71_97_17 : Cork composite laminate strips and boards
[5 empty] | Ss_70_10_30_70 : Reciprocating internal combustion engine | Pr_25_71_97_21 : Decorative laminated paper
[5 empty] | Ss_70_10_32 : Geothermal power generation systems | Pr_25_71_97_22 : Decorative laminated plastics sheet veneered panels
[5 empty] | Ss_70_10_32_33 : Geothermal power generation systems | Pr_25_71_97_33 : General and utility veneer plywoods
[5 empty] | Ss_70_10_35 : Gravity power generation systems | Pr_25_71_97_34 : Gypsum-bonded fire protection boards
[5 empty] | Ss_70_10_35_36 : Hydroelectric power generation systems | Pr_25_71_97_35 : Gypsum-bonded wood particle boards
[5 empty] | Ss_70_10_35_96 : Water mill systems | Pr_25_71_97_36 : Hardboards
[5 empty] | Ss_70_10_35_97 : Water turbine systems | Pr_25_71_97_37 : Hardwood deck boards
[5 empty] | Ss_70_10_80 : Solar power generation systems | Pr_25_71_97_38 : Hardwood fence boards
[5 empty] | Ss_70_10_80_35 : Grid-connected photovoltaic systems | Pr_25_71_97_42 : Hardwood strips
[5 empty] | Ss_70_10_80_85 : Stand-alone photovoltaic systems | Pr_25_71_97_43 : Hardwood weatherboards
[5 empty] | Ss_70_10_96 : Wave and tidal power generation systems | Pr_25_71_97_44 : Hollow-core particleboards
[5 empty] | Ss_70_10_96_80 : Small-scale wave and tidal power generation systems | Pr_25_71_97_46 : Laminboard core plywoods
[5 empty] | Ss_70_10_97 : Wind power generation systems | Pr_25_71_97_50 : Marine plywoods
[5 empty] | Ss_70_10_97_80 : Small-scale wind power generation systems | Pr_25_71_97_52 : Medium boards
[5 empty] | Ss_70_10_97_97 : Wind power generating systems | Pr_25_71_97_53 : Medium density fibreboards
[5 empty] | Ss_70_30 : Electricity distribution and transmission systems | Pr_25_71_97_54 : Modified wood boards
[5 empty] | Ss_70_30_35 : High-voltage distribution and transmission systems | Pr_25_71_97_55 : Modified wood weather boards
[5 empty] | Ss_70_30_35_35 : High-voltage distribution systems | Pr_25_71_97_58 : Oriented strand boards
[5 empty] | Ss_70_30_35_40 : High-voltage transmission systems | Pr_25_71_97_60 : Particleboards
[5 empty] | Ss_70_30_45 : Low-voltage systems | Pr_25_71_97_65 : Polymer-coated plywoods
[5 empty] | Ss_70_30_45_45 : Low-voltage distribution systems | Pr_25_71_97_77 : Softboards
[5 empty] | Ss_70_30_60 : Overhead line traction power distribution systems | Pr_25_71_97_78 : Softwood deck boards
[5 empty] | Ss_70_30_60_11 : Catenary overhead line systems | Pr_25_71_97_79 : Softwood fence boards
[5 empty] | Ss_70_30_60_89 : Trolley wire overhead line systems | Pr_25_71_97_83 : Softwood strips
[5 empty] | Ss_70_30_80 : Small power systems | Pr_25_71_97_84 : Softwood weatherboards
[5 empty] | Ss_70_30_80_35 : Hard-wired voltage small power systems | Pr_25_71_97_85 : Specialist veneer plywoods
[5 empty] | Ss_70_30_80_45 : Low-voltage small power systems with prefabricated wiring | Pr_25_71_97_86 : Structural veneer plywoods
[5 empty] | Ss_70_30_90 : Third rail traction power distribution systems | Pr_25_71_97_87 : Timber floor boards
[5 empty] | Ss_70_30_90_90 : Third rail electrification systems | Pr_25_71_97_88 : Timber lining boards
[5 empty] | Ss_70_30_94 : Vehicle charging systems | Pr_25_71_97_89 : Timber sarking boards
[5 empty] | Ss_70_30_94_27 : Electric vehicle charging systems | Pr_25_71_97_91 : Visual grade general veneer plywoods
[5 empty] | Ss_70_80 : Lighting systems | Pr_25_71_97_92 : Wood fibre boards
[5 empty] | Ss_70_80_01 : Aeronautical lighting systems | Pr_25_71_97_93 : Wood laminate strips and boards
[5 empty] | Ss_70_80_01_02 : Approach lighting systems | Pr_25_71_97_94 : Wood-plastics composite deck boards
[5 empty] | Ss_70_80_01_03 : Apron lighting systems | Pr_25_71_97_95 : Wood-plastics composite weatherboards
[5 empty] | Ss_70_80_01_47 : Lighting beacon systems | Pr_25_71_97_97 : Wood-wool boards
[5 empty] | Ss_70_80_01_65 : Precision approach path indicator systems | Pr_25_71_97_98 : Wood-resin composite weatherboards
[5 empty] | Ss_70_80_01_74 : Runway lighting systems | Pr_25_80 : Smoke and fire control products
[5 empty] | Ss_70_80_01_87 : Taxiway lighting systems | Pr_25_80_79 : Smoke and fire barriers
[5 empty] | Ss_70_80_25 : External lighting systems | Pr_25_80_79_01 : Active smoke barriers
[5 empty] | Ss_70_80_25_05 : Amenity lighting systems | Pr_25_80_79_37 : High temperature active smoke barriers
[5 empty] | Ss_70_80_25_70 : Roadway lighting systems | Pr_25_80_79_86 : Static smoke barriers
[5 empty] | Ss_70_80_33 : General space lighting systems | Pr_25_80_80 : Smoke and fire cavity barriers
[5 empty] | Ss_70_80_33_12 : Central battery supplied emergency lighting systems | Pr_25_80_80_14 : Coated woven glass fibre cloth flexible cavity barriers
[5 empty] | Ss_70_80_33_30 : Fibre optic lighting systems | Pr_25_80_80_30 : Fire insulating caps
[5 empty] | Ss_70_80_33_33 : General lighting systems with prefabricated wiring | Pr_25_80_80_42 : Intumescent coated foil mesh flexible cavity barriers
[5 empty] | Ss_70_80_33_35 : Hard-wired general lighting systems | Pr_25_80_80_43 : Intumescent sheet cavity barriers
[5 empty] | Ss_70_80_33_88 : Theatrical/ stage lighting systems | Pr_25_80_80_51 : Mineral wool wire reinforced mattress cavity barriers
[5 empty] | Ss_70_80_33_92 : Underwater lighting systems | Pr_25_80_80_79 : Sleeved mineral wool small cavity barriers
[5 empty] | Ss_70_95 : Temporary electrical systems | Pr_25_80_80_82 : Sprayed mineral coated wire mesh flexible cavity barriers
[5 empty] | Ss_75 : Communications, security, safety, control and protection systems | Pr_25_80_80_96 : Wired mineral wool batt flexible cavity barriers
[5 empty] | Ss_75_10 : Communications systems | Pr_25_80_81 : Smoke and fire stopping
[5 empty] | Ss_75_10_21 : Data distribution and telecommunications systems | Pr_25_80_81_12 : Ceramic fibre fire stopping
[5 empty] | Ss_75_10_21_21 : Data distribution systems | Pr_25_80_81_29 : Flexible intumescent gap seals
[5 empty] | Ss_75_10_21_88 : Telecommunications systems | Pr_25_80_81_34 : Glass oxide fire stopping
[5 empty] | Ss_75_10_46 : Listening systems | Pr_25_80_81_42 : Intumescent linear gap seals
[5 empty] | Ss_75_10_46_05 : Audio-frequency induction-loop systems | Pr_25_80_81_43 : Intumescent pillows
[5 empty] | Ss_75_10_46_42 : Infrared listening systems | Pr_25_80_81_51 : Mineral wool fire stopping
[5 empty] | Ss_75_10_68 : Public communications systems | Pr_25_93 : Unit skin products
[5 empty] | Ss_75_10_68_02 : Advertising display systems | Pr_25_93_47 : Level crossing surfacing products
[5 empty] | Ss_75_10_68_13 : Clock systems | Pr_25_93_47_27 : Embedded rail modular concrete level crossing units
[5 empty] | Ss_75_10_68_68 : Public address systems | Pr_25_93_47_52 : Modular panel level crossings
[5 empty] | Ss_75_10_68_69 : Queue management systems | Pr_25_93_50 : Masonry capping and coping units
[5 empty] | Ss_75_10_70 : Radio and television distribution systems | Pr_25_93_50_10 : Calcium silicate capping units
[5 empty] | Ss_75_10_70_70 : Radio distribution systems | Pr_25_93_50_11 : Calcium silicate coping units
[5 empty] | Ss_75_10_70_88 : Television distribution systems | Pr_25_93_50_13 : Cast stone capping units
[5 empty] | Ss_75_10_72 : Roadside emergency communication systems | Pr_25_93_50_14 : Cast stone coping units
[5 empty] | Ss_75_10_72_72 : Roadway emergency communication systems | Pr_25_93_50_16 : Clay brick capping units
[5 empty] | Ss_75_10_88 : Timing and scoring systems | Pr_25_93_50_17 : Clay brick coping units
[5 empty] | Ss_75_10_88_05 : Athletics timing and scoring systems | Pr_25_93_50_19 : Clayware capping units
[5 empty] | Ss_75_10_88_86 : Swimming pool timing and scoring systems | Pr_25_93_50_20 : Clayware coping units
[5 empty] | Ss_75_30 : Signal systems | Pr_25_93_50_22 : Concrete capping units
[5 empty] | Ss_75_30_35 : Highway signal and control systems | Pr_25_93_50_23 : Concrete coping units
[5 empty] | Ss_75_30_35_52 : Motorway signal and control systems | Pr_25_93_50_34 : Glass-reinforced concrete (GRC) coping units
[5 empty] | Ss_75_30_35_72 : Road signal and control systems | Pr_25_93_50_55 : Natural stone capping units
[5 empty] | Ss_75_30_50 : Marine signal systems | Pr_25_93_50_56 : Natural stone coping units
[5 empty] | Ss_75_30_60 : Obstacle beacon systems | Pr_25_93_50_76 : Slate capping units
[5 empty] | Ss_75_30_70 : Railway signal and control systems | Pr_25_93_50_77 : Slate coping units
[5 empty] | Ss_75_30_70_70 : Rail signal systems | Pr_25_93_51 : Masonry dressing units
[5 empty] | Ss_75_30_90 : Tramway signal systems | Pr_25_93_51_35 : Glass-reinforced concrete (GRC) built-in gable vents
[5 empty] | Ss_75_30_97 : Waterway signal systems | Pr_25_93_51_36 : Glass-reinforced concrete (GRC) built-in keystones
[5 empty] | Ss_75_30_98 : Wind direction indication systems | Pr_25_93_51_37 : Glass-reinforced concrete (GRC) built-in plinths and string courses
[5 empty] | Ss_75_30_98_96 : Windsock systems | Pr_25_93_51_38 : Glass-reinforced concrete (GRC) built-in quoins
[5 empty] | Ss_75_40 : Security systems | Pr_25_93_51_39 : Glass-reinforced concrete (GRC) dressing gable vents
[5 empty] | Ss_75_40_02 : Access control systems | Pr_25_93_51_40 : Glass-reinforced concrete (GRC) dressing keystones
[5 empty] | Ss_75_40_02_05 : Audio intercom systems | Pr_25_93_51_41 : Glass-reinforced concrete (GRC) dressing plinths and string courses
[5 empty] | Ss_75_40_02_11 : Card access control systems | Pr_25_93_51_42 : Glass-reinforced concrete (GRC) dressing quoins
[5 empty] | Ss_75_40_53 : Monitoring systems | Pr_25_93_51_56 : Natural stone cornices
[5 empty] | Ss_75_40_53_86 : Surveillance systems | Pr_25_93_51_57 : Natural stone dentils
[5 empty] | Ss_75_40_73 : Security screening systems | Pr_25_93_51_58 : Natural stone quoins
[5 empty] | Ss_75_40_73_11 : Cabin baggage screening systems | Pr_25_93_52 : Masonry openings units
[5 empty] | Ss_75_40_73_60 : Passenger screening systems | Pr_25_93_52_11 : Calcium silicate sills
[5 empty] | Ss_75_40_75 : Security detection alarm systems | Pr_25_93_52_12 : Cast stone sills
[5 empty] | Ss_75_40_75_02 : Aerospace security detection and warning systems | Pr_25_93_52_13 : Clay brick sills
[5 empty] | Ss_75_40_75_40 : Intruder detection and alarm systems | Pr_25_93_52_14 : Clayware sills
[5 empty] | Ss_75_40_75_50 : Marine and waterway security detection and warning systems | Pr_25_93_52_15 : Concrete sills
[5 empty] | Ss_75_50 : Communication, safety and protection systems | Pr_25_93_52_28 : External extension sills
[5 empty] | Ss_75_50_11 : Call and alarm systems | Pr_25_93_52_33 : Glass-reinforced concrete (GRC) bay window sills
[5 empty] | Ss_75_50_11_05 : Assistance call systems | Pr_25_93_52_34 : Glass-reinforced concrete (GRC) door canopies
[5 empty] | Ss_75_50_11_27 : Emergency voice communication systems | Pr_25_93_52_35 : Glass-reinforced concrete (GRC) door surrounds
[5 empty] | Ss_75_50_11_57 : Nurse call systems | Pr_25_93_52_36 : Glass-reinforced concrete (GRC) sills
[5 empty] | Ss_75_50_11_95 : Voice alarm systems | Pr_25_93_52_37 : Glass-reinforced concrete (GRC) fireplace and hearth surrounds
[5 empty] | Ss_75_50_26 : Debris detection systems | Pr_25_93_52_56 : Natural stone sills
[5 empty] | Ss_75_50_26_30 : Foreign object debris (FOD) detection systems | Pr_25_93_52_76 : Slate sills
[5 empty] | Ss_75_50_28 : Detection and alarm systems | Pr_25_93_54 : Metal capping and coping units
[5 empty] | Ss_75_50_28_05 : Aspirating detection systems | Pr_25_93_54_02 : Aluminium capping units
[5 empty] | Ss_75_50_28_24 : Duct smoke detector systems | Pr_25_93_54_03 : Aluminium coping units
[5 empty] | Ss_75_50_28_29 : Fire detection and alarm systems | Pr_25_93_54_15 : Copper capping units
[5 empty] | Ss_75_50_28_30 : Fixed gas detection and alarm systems | Pr_25_93_54_16 : Copper coping units
[5 empty] | Ss_75_50_28_32 : Flow sample gas detection and alarm systems | Pr_25_93_54_46 : Lead capping units
[5 empty] | Ss_75_50_28_96 : Water leak detection and alarm systems | Pr_25_93_54_47 : Lead coping units
[5 empty] | Ss_75_50_28_97 : Water presence detection and alarm systems | Pr_25_93_54_98 : Zinc capping units
[5 empty] | Ss_75_50_35 : Healthcare imaging systems | Pr_25_93_54_99 : Zinc coping units
[5 empty] | Ss_75_50_60 : Patient monitoring and telemetry systems | Pr_25_93_55 : Metal sills
[5 empty] | Ss_75_60 : Environmental safety systems | Pr_25_93_55_84 : Steel sills
[5 empty] | Ss_75_60_25 : Earthquake warning systems | Pr_25_93_60 : Paving units
[5 empty] | Ss_75_60_30 : Flood warning systems | Pr_25_93_60_02 : Aluminium edge
[5 empty] | Ss_75_60_50 : Meteorological detection and warning systems | Pr_25_93_60_05 : Asphalt kerbs
[5 empty] | Ss_75_60_52 : Meteorological instrumentation systems | Pr_25_93_60_09 : Clay pavers
[5 empty] | Ss_75_60_52_95 : Weather observation systems | Pr_25_93_60_10 : Clay paving tiles
[5 empty] | Ss_75_60_70 : Radiation detection and alarm systems | Pr_25_93_60_11 : Clay surface channels
[5 empty] | Ss_75_60_75 : Seismic instrumentation systems | Pr_25_93_60_12 : Combined drainage and kerb units
[5 empty] | Ss_75_60_90 : Tsunami warning systems | Pr_25_93_60_13 : Concrete cellular pavers
[5 empty] | Ss_75_60_95 : Volcanic eruption warning systems | Pr_25_93_60_14 : Concrete surface channels
[5 empty] | Ss_75_70 : Control and management systems | Pr_25_93_60_15 : Concrete edging units
[5 empty] | Ss_75_70_05 : Aerospace control systems | Pr_25_93_60_16 : Concrete flags
[5 empty] | Ss_75_70_10 : Bridge control systems | Pr_25_93_60_17 : Concrete paving blocks
[5 empty] | Ss_75_70_20 : Dam control systems | Pr_25_93_60_18 : Concrete kerbs
[5 empty] | Ss_75_70_35 : Highway control systems | Pr_25_93_60_19 : Concrete pavers
[5 empty] | Ss_75_70_50 : Marine control systems | Pr_25_93_60_20 : Concrete quadrant and angle kerbs
[5 empty] | Ss_75_70_52 : Mechanical engineering services control and management systems | Pr_25_93_60_21 : Concrete safety kerbs
[5 empty] | Ss_75_70_52_03 : Air to air heat pump control systems | Pr_25_93_60_22 : Concrete setts
[5 empty] | Ss_75_70_52_14 : Climatic ceiling panels and beams control systems | Pr_25_93_60_23 : Concrete tactile flags
[5 empty] | Ss_75_70_52_15 : Combined heat and power control systems | Pr_25_93_60_24 : Concrete transition and dropper kerbs
[5 empty] | Ss_75_70_52_16 : Constant volume air conditioning control systems | Pr_25_93_60_33 : Glass-reinforced concrete (GRC) paving tiles
[5 empty] | Ss_75_70_52_17 : Cooling system control systems | Pr_25_93_60_54 : Natural stone cobbles
[5 empty] | Ss_75_70_52_28 : Extract ventilation control systems | Pr_25_93_60_55 : Natural stone surface channels
[5 empty] | Ss_75_70_52_29 : Fan coil unit air conditioning control systems | Pr_25_93_60_56 : Natural stone kerbs
[5 empty] | Ss_75_70_52_32 : Fuel supply control systems | Pr_25_93_60_57 : Natural stone setts
[5 empty] | Ss_75_70_52_33 : Gas fired heating control systems | Pr_25_93_60_58 : Natural stone paving slabs
[5 empty] | Ss_75_70_52_36 : Heating system control systems | Pr_25_93_60_59 : Natural stone tactile pavers
[5 empty] | Ss_75_70_52_52 : Mixed mode ventilation control systems | Pr_25_93_60_61 : Plastics cellular pavers
[5 empty] | Ss_75_70_52_56 : Natural ventilation control systems | Pr_25_93_60_62 : Plastics kerbs
[5 empty] | Ss_75_70_52_70 : Radiant heating control systems | Pr_25_93_60_63 : Plastics pavers
[5 empty] | Ss_75_70_52_80 : Smoke and heat detection extract control systems | Pr_25_93_60_65 : Plastics surface channels
[5 empty] | Ss_75_70_52_81 : Smoke and heat detection shut down control systems | Pr_25_93_60_78 : Special composite paving units
[5 empty] | Ss_75_70_52_85 : Steam and condensate control systems | Pr_25_93_60_80 : Stainless steel edge
[5 empty] | Ss_75_70_52_93 : Variable volume air conditioning control systems | Pr_25_93_70 : Rail track paving
[5 empty] | Ss_75_70_52_94 : Ventilation control systems | Pr_25_93_70_11 : Cattle-cum-trespass guards
[5 empty] | Ss_75_70_52_96 : Water supply control systems | Pr_25_93_70_70 : Rail infill panels
[5 empty] | Ss_75_70_52_97 : Water to air heat pump control systems | Pr_25_93_72 : Roofing and cladding units
[5 empty] | Ss_75_70_54 : Metering, monitoring and management systems | Pr_25_93_72_08 : Bitumen membrane shingles
[5 empty] | Ss_75_70_54_10 : Building monitoring and management systems | Pr_25_93_72_11 : Ceramic slates
[5 empty] | Ss_75_70_54_25 : Electricity metering systems | Pr_25_93_72_12 : Clay interlocking tiles
[5 empty] | Ss_75_70_54_30 : Fuel metering systems | Pr_25_93_72_13 : Clay plain tiles
[5 empty] | Ss_75_70_54_95 : Water metering systems | Pr_25_93_72_14 : Clay tile coursing fittings
[5 empty] | Ss_75_70_70 : Railway control systems | Pr_25_93_72_15 : Clay tile ornamental fittings
[5 empty] | Ss_75_70_72 : Road control systems | Pr_25_93_72_16 : Clay tile vertical tiling angle fittings
[5 empty] | Ss_75_70_85 : Structural monitoring systems | Pr_25_93_72_17 : Concrete interlocking tiles
[5 empty] | Ss_75_70_85_18 : Crack gauge monitoring systems | Pr_25_93_72_18 : Concrete plain tiles
[5 empty] | Ss_75_70_85_27 : Electrolevel monitoring systems | Pr_25_93_72_19 : Concrete tile coursing fittings
[5 empty] | Ss_75_70_85_47 : Liquid levelling monitoring systems | Pr_25_93_72_20 : Concrete tile ornamental fittings
[5 empty] | Ss_75_70_85_48 : Load cell monitoring systems | Pr_25_93_72_21 : Concrete tile vertical tiling angle fittings
[5 empty] | Ss_75_70_85_62 : Piezometer monitoring systems | Pr_25_93_72_30 : Fibre cement slates
[5 empty] | Ss_75_70_85_66 : Precise levelling monitoring systems | Pr_25_93_72_31 : Fibre-cement slate coursing fittings
[5 empty] | Ss_75_70_85_67 : Prism monitoring systems | Pr_25_93_72_36 : Hardwood shakes
[5 empty] | Ss_75_70_85_84 : Strain gauge monitoring systems | Pr_25_93_72_37 : Hardwood shingles
[5 empty] | Ss_75_70_85_86 : Sub-surface monitoring arrays systems | Pr_25_93_72_52 : Metal tiles
[5 empty] | Ss_75_70_85_87 : Tape extensometer monitoring systems | Pr_25_93_72_56 : Natural slates
[5 empty] | Ss_75_70_85_90 : Tilt sensors monitoring systems | Pr_25_93_72_57 : Natural stone slates
[5 empty] | Ss_75_70_90 : Traffic monitoring systems | Pr_25_93_72_72 : Reconstituted interlocking slates
[5 empty] | Ss_75_70_90_90 : Traffic enforcement camera systems | Pr_25_93_72_73 : Reconstituted slate coursing fittings
[5 empty] | Ss_75_70_96 : Water supply and wastewater control systems | Pr_25_93_72_79 : Slate coursing fittings
[5 empty] | Ss_75_70_96_21 : Desludging control systems | Pr_25_93_72_96 : Wood shakes
[5 empty] | Ss_75_70_96_30 : Flow measurement and control systems | Pr_25_93_72_97 : Wood shingles
[5 empty] | Ss_75_70_96_96 : Wastewater supply control systems | Pr_25_93_72_98 : Wood shingle pattern fittings
[5 empty] | Ss_75_70_97 : Waterway control systems | Pr_25_96 : Grid and grating skin products
[5 empty] | Ss_75_80 : Protection systems | Pr_25_96_35 : Grids and grilles
[5 empty] | Ss_75_80_10 : Cathodic protection systems | Pr_25_96_35_03 : Aluminium cattle grids
[5 empty] | Ss_75_80_10_02 : Adhesive backed zinc sheet anode systems | Pr_25_96_35_11 : Carbon steel cattle grids
[5 empty] | Ss_75_80_10_09 : Buried galvanic anode systems | Pr_25_96_35_31 : Footway gratings
[5 empty] | Ss_75_80_10_10 : Buried impressed current anode systems | Pr_25_96_35_53 : Metal armouring grilles
[5 empty] | Ss_75_80_10_27 : Embedded impressed current anode systems | Pr_25_96_35_71 : Recycled plastics cattle grids
[5 empty] | Ss_75_80_10_28 : Embedded zinc anode systems | Pr_25_96_35_76 : Sewage screens
[5 empty] | Ss_75_80_10_41 : Immersed galvanic anode systems | Pr_25_96_35_96 : Water grilles
[5 empty] | Ss_75_80_10_42 : Immersed impressed current anode systems | Pr_30 : Opening products
[5 empty] | Ss_75_80_10_72 : Recess mounted impressed current anode systems | Pr_30_31 : Formless openings products
[5 empty] | Ss_75_80_10_85 : Surface mounted impressed current anode systems | Pr_30_31_68 : Putties and glazing compounds
[5 empty] | Ss_75_80_10_99 : Zinc mesh in overlay systems | Pr_30_31_68_42 : Intumescent putties
[5 empty] | Ss_75_80_45 : Electrical protection systems | Pr_30_31_68_47 : Linseed oil putties
[5 empty] | Ss_75_80_45_25 : Earthing and bonding systems | Pr_30_31_68_51 : Metal casement putties
[5 empty] | Ss_75_80_45_45 : Lightning protection systems | Pr_30_31_68_56 : Non-setting glazing compounds
[5 empty] | Ss_75_95 : Temporary communications, security, safety, control and protection systems | Pr_30_31_68_74 : Rubberizing glazing compounds
[5 empty] | Ss_80 : Transport systems | Pr_30_31_76 : Sealants
[5 empty] | Ss_80_10 : Cable transport systems | Pr_30_31_76_02 : Acrylic construction joint sealants
[5 empty] | Ss_80_10_05 : Aerial tram systems | Pr_30_31_76_09 : Butyl rubber construction joint sealants
[5 empty] | Ss_80_10_10 : Cable car systems | Pr_30_31_76_14 : Cold-applied bituminous joint sealants
[5 empty] | Ss_80_10_15 : Chairlift systems | Pr_30_31_76_15 : Cold-applied concrete pavement bituminous joint sealants
[5 empty] | Ss_80_10_30 : Funicular systems | Pr_30_31_76_16 : Construction joint sealants
[5 empty] | Ss_80_10_35 : Gondola systems | Pr_30_31_76_26 : Edge sealants
[5 empty] | Ss_80_10_70 : Ropeway tow systems | Pr_30_31_76_33 : Glazing compounds and sealants
[5 empty] | Ss_80_10_85 : Surface lift systems | Pr_30_31_76_34 : Glazing joint sealants
[5 empty] | Ss_80_20 : Conveying systems | Pr_30_31_76_38 : Hot-applied bituminous joint sealants
[5 empty] | Ss_80_20_05 : Automatic guided vehicle systems | Pr_30_31_76_39 : Hydrophilic sealants
[5 empty] | Ss_80_20_06 : Baggage handling systems | Pr_30_31_76_41 : Intumescent foam fillers
[5 empty] | Ss_80_20_06_04 : Airport baggage handling systems | Pr_30_31_76_58 : Oil-based mastic joint sealants
[5 empty] | Ss_80_20_10 : Bulk material conveying systems | Pr_30_31_76_62 : Polysulfide construction joint sealants
[5 empty] | Ss_80_20_11 : Cargo handling systems | Pr_30_31_76_63 : Polysulfide glazing compounds and sealants
[5 empty] | Ss_80_20_23 : Document conveying systems | Pr_30_31_76_65 : Polyurethane (PUR) construction joint sealants
[5 empty] | Ss_80_20_23_65 : Pneumatic conveying systems | Pr_30_31_76_66 : Polyurethane (PUR) expanding foam filler
[5 empty] | Ss_80_20_60 : Parcel sorting systems | Pr_30_31_76_77 : Silicone construction joint sealants
[5 empty] | Ss_80_20_62 : People conveying systems | Pr_30_31_76_78 : Silicone glazing compounds and sealants
[5 empty] | Ss_80_20_62_28 : Escalator systems | Pr_30_31_76_84 : Structural sealant glazing bonding sealants
[5 empty] | Ss_80_20_62_53 : Moving walkway systems | Pr_30_31_76_85 : Structural sealant glazing weather sealants
[5 empty] | Ss_80_20_63 : Piece conveying systems | Pr_30_36 : Hardware products
[5 empty] | Ss_80_20_63_59 : Overhead piece conveying systems | Pr_30_36_08 : Bolting, latching and locking hardware
[5 empty] | Ss_80_20_65 : Pneumatic conveying systems | Pr_30_36_08_06 : Barrel bolts
[5 empty] | Ss_80_30 : Crane and hoist systems | Pr_30_36_08_11 : Cabinet locks
[5 empty] | Ss_80_30_10 : Bulk handling crane systems | Pr_30_36_08_12 : Cam locks
[5 empty] | Ss_80_30_15 : Container handling crane systems | Pr_30_36_08_15 : Coin-operated locks
[5 empty] | Ss_80_30_20 : Derrick systems | Pr_30_36_08_16 : Combination padlocks
[5 empty] | Ss_80_30_25 : Dynamic permanent access and safety equipment systems | Pr_30_36_08_18 : Cremorne bolts
[5 empty] | Ss_80_30_25_30 : Fixed rig suspended access systems | Pr_30_36_08_19 : Cylinder locks
[5 empty] | Ss_80_30_25_32 : Gantry access systems | Pr_30_36_08_20 : Deadbolts
[5 empty] | Ss_80_30_25_35 : Guided type fall arrest systems | Pr_30_36_08_21 : Digital door locks
[5 empty] | Ss_80_30_25_50 : Mobile rig monorail suspended access systems | Pr_30_36_08_22 : Door bolts
[5 empty] | Ss_80_30_25_52 : Mobile rig tracked suspended access systems | Pr_30_36_08_23 : Door catches
[5 empty] | Ss_80_30_25_55 : Mobile rig trackless suspended access systems | Pr_30_36_08_24 : Door latches
[5 empty] | Ss_80_30_25_75 : Robotic cleaning systems | Pr_30_36_08_26 : Door privacy indicator bolts
[5 empty] | Ss_80_30_25_80 : Single point anchorage fall arrest systems | Pr_30_36_08_27 : Electric locks
[5 empty] | Ss_80_30_25_90 : Travelling ladder access systems | Pr_30_36_08_28 : Emergency exit devices
[5 empty] | Ss_80_30_40 : Hoist systems | Pr_30_36_08_29 : Espagnolette bolts
[5 empty] | Ss_80_30_45 : Industrial crane systems | Pr_30_36_08_30 : Fanlight catches
[5 empty] | Ss_80_30_45_59 : Overhead crane systems | Pr_30_36_08_31 : Field gate spring catch sets
[5 empty] | Ss_80_50 : Lift systems | Pr_30_36_08_32 : Flush bolts
[5 empty] | Ss_80_50_60 : Passenger and goods lift systems | Pr_30_36_08_33 : Furniture locks
[5 empty] | Ss_80_50_60_26 : Electric lift systems | Pr_30_36_08_34 : Gate latches and catches
[5 empty] | Ss_80_50_60_39 : Hydraulic lift systems | Pr_30_36_08_35 : Gate throw over loops
[5 empty] | Ss_80_50_60_42 : Inclined stairlift systems | Pr_30_36_08_42 : Indicator locks
[5 empty] | unknown | Pr_30_36_08_43 : Key card locks
Pr_30_36_08_44 : Key deposit locks
Pr_30_36_08_45 : Knob locks
Pr_30_36_08_46 : Lever handle locks
Pr_30_36_08_48 : Locker hasps
Pr_30_36_08_50 : Magnetic locks
Pr_30_36_08_51 : Microswitch locks
Pr_30_36_08_52 : Mortice bolts
Pr_30_36_08_53 : Mortice locks
Pr_30_36_08_54 : Multipoint door locks
Pr_30_36_08_56 : Night latches
Pr_30_36_08_60 : Pad bolts
Pr_30_36_08_61 : Padlock hasps and staples
Pr_30_36_08_62 : Padlocks and keys
Pr_30_36_08_63 : Panic exit devices
Pr_30_36_08_68 : Push-button locks
Pr_30_36_08_71 : Rim locks
Pr_30_36_08_73 : Roller catch
Pr_30_36_08_75 : Safety deposit locks
Pr_30_36_08_76 : Sash locks
Pr_30_36_08_77 : Single point bolts
Pr_30_36_08_84 : Special function door locks
Pr_30_36_08_87 : Thief resistant door locks
Pr_30_36_08_88 : Time delay locks
Pr_30_36_08_91 : Tubular mortice latches
Pr_30_36_08_94 : Vending machine locks
Pr_30_36_08_95 : Window casement fasteners
Pr_30_36_08_96 : Window latches
Pr_30_36_08_97 : Window locks
Pr_30_36_08_98 : Window sash fasteners
Pr_30_36_33 : General hardware
Pr_30_36_33_22 : Door knockers
Pr_30_36_33_24 : Door stops
Pr_30_36_33_27 : Escutcheons
Pr_30_36_33_29 : Finger plates
Pr_30_36_33_45 : Kick plates
Pr_30_36_33_68 : Push plates
Pr_30_36_33_72 : Roses
Pr_30_36_33_76 : Security viewers
Pr_30_36_36 : Hinges and hanging hardware
Pr_30_36_36_04 : Anti finger-trap stiles
Pr_30_36_36_06 : Ball-bearing hinges
Pr_30_36_36_07 : Barrel hinges
Pr_30_36_36_08 : Boxed sash window hanging fittings
Pr_30_36_36_09 : Butt door hinges
Pr_30_36_36_10 : Butt window hinges
Pr_30_36_36_11 : Cabinet and counter top hinges
Pr_30_36_36_15 : Concealed hinges
Pr_30_36_36_16 : Continuous hinges
Pr_30_36_36_17 : Cranked hinges
Pr_30_36_36_22 : Door pivots
Pr_30_36_36_23 : Door track and running gear
Pr_30_36_36_24 : Drawer runners
Pr_30_36_36_28 : Field gate hinges
Pr_30_36_36_29 : Floor springs
Pr_30_36_36_30 : Flush hinges
Pr_30_36_36_31 : Friction hinges
Pr_30_36_36_32 : Friction pivot window hinges
Pr_30_36_36_34 : Gate hinges
Pr_30_36_36_46 : Lift-off hinges
Pr_30_36_36_66 : Projection door hinges
Pr_30_36_36_67 : Projection window hinges
Pr_30_36_36_71 : Rising butt door hinges
Pr_30_36_36_75 : Sash window spiral balances
Pr_30_36_36_79 : Single axis door hinges
Pr_30_36_36_80 : Single axis window hinges
Pr_30_36_36_84 : Spring hinges
Pr_30_36_36_88 : Tee hinges
Pr_30_36_36_96 : Window friction pivot hinges
Pr_30_36_59 : Opening hardware
Pr_30_36_59_15 : Controlled door closers
Pr_30_36_59_22 : Door coordinators
Pr_30_36_59_24 : Door limiting stays
Pr_30_36_59_25 : Door lever handle sets
Pr_30_36_59_31 : Furniture stays
Pr_30_36_59_32 : Garage door holders
Pr_30_36_59_33 : Gate closers
Pr_30_36_59_34 : Gate handles
Pr_30_36_59_35 : Gate springs
Pr_30_36_59_36 : Gate wheels
Pr_30_36_59_38 : Holders and hooks
Pr_30_36_59_45 : Knobs
Pr_30_36_59_50 : Magnetic hold
Pr_30_36_59_52 : Midrail push plates
Pr_30_36_59_64 : Pull handles
Pr_30_36_59_76 : Sash window pulls
Pr_30_36_59_92 : Uncontrolled door closers
Pr_30_36_59_94 : Window casement stays
Pr_30_36_59_95 : Window latch and lock operating handles
Pr_30_36_59_96 : Window over centre casement stays
Pr_30_36_59_97 : Window remote manual openers
Pr_30_36_59_98 : Window restrictor stays
Pr_30_59 : Openings and opening component products
Pr_30_59_01 : Access ramps
Pr_30_59_01_11 : Vehicle ramps
Pr_30_59_01_23 : Dog ramps
Pr_30_59_01_96 : Wheelchair ramps
Pr_30_59_07 : Blinds and shading devices
Pr_30_59_07_03 : Anti-glare screens
Pr_30_59_07_05 : Awnings
Pr_30_59_07_07 : Blackout blinds
Pr_30_59_07_64 : Pinoleum blinds
Pr_30_59_07_66 : Pleated blinds
Pr_30_59_07_72 : Roller blinds
Pr_30_59_07_86 : Sunscreens
Pr_30_59_07_94 : Venetian blinds
Pr_30_59_07_95 : Vertical blinds
Pr_30_59_07_96 : Wood shutters
Pr_30_59_09 : Brise-soleils and components
Pr_30_59_09_01 : Aluminium brise-soleil brace arms/struts
Pr_30_59_09_02 : Aluminium brise-soleil carrier members
Pr_30_59_09_03 : Aluminium brise-soleil louvre blades
Pr_30_59_09_04 : Aluminium brise-soleil support arms
Pr_30_59_09_05 : Aluminium brise-soleil units
Pr_30_59_09_11 : Carbon steel brise-soleil brace arms/struts
Pr_30_59_09_12 : Carbon steel brise-soleil carrier members
Pr_30_59_09_13 : Carbon steel brise-soleil louvre blades
Pr_30_59_09_14 : Carbon steel brise-soleil support arms
Pr_30_59_09_15 : Carbon steel brise-soleil units
Pr_30_59_09_33 : Glass brise-soleil louvre blades
Pr_30_59_09_62 : Plastics brise-soleil louvre blades
Pr_30_59_09_63 : Plastics brise-soleil units
Pr_30_59_09_82 : Stainless steel brise-soleil brace arms/struts
Pr_30_59_09_83 : Stainless steel brise-soleil carrier members
Pr_30_59_09_84 : Stainless steel brise-soleil louvre blades
Pr_30_59_09_85 : Stainless steel brise-soleil support arms
Pr_30_59_09_86 : Stainless steel brise-soleil units
Pr_30_59_09_90 : Wood brise-soleil carrier members
Pr_30_59_09_91 : Wood brise-soleil louvre blades
Pr_30_59_09_92 : Wood brise-soleil support arms
Pr_30_59_09_93 : Wood brise-soleil units
Pr_30_59_23 : Door frames and leaves
Pr_30_59_23_02 : Aluminium door frames
Pr_30_59_23_11 : Carbon steel door frames
Pr_30_59_23_15 : Composite door frames
Pr_30_59_23_16 : Composite door leaves
Pr_30_59_23_32 : Frameless glass door leaves
Pr_30_59_23_50 : Matchboarded door leaves
Pr_30_59_23_53 : Metal door leaves
Pr_30_59_23_84 : Stainless steel door frames
Pr_30_59_23_91 : Unplasticized polyvinylchloride (PVC-U) door frames
Pr_30_59_23_92 : Unplasticized polyvinylchloride (PVC-U) door leaves
Pr_30_59_23_96 : Wood door frames
Pr_30_59_23_97 : Wood flush door leaves
Pr_30_59_23_98 : Wood panelled door leaves
Pr_30_59_24 : Doorsets
Pr_30_59_24_04 : Automatic revolving doorsets
Pr_30_59_24_14 : Collapsible gate and grille sets
Pr_30_59_24_15 : Combination doorsets
Pr_30_59_24_16 : Composite doorsets
Pr_30_59_24_30 : Flexible doorsets
Pr_30_59_24_37 : High security doorsets
Pr_30_59_24_38 : High speed doorsets
Pr_30_59_24_48 : Loading bay doorsets
Pr_30_59_24_50 : Manual revolving doorsets
Pr_30_59_24_52 : Metal doorsets
Pr_30_59_24_64 : Polyvinylchloride (PVC) strip curtain sets
Pr_30_59_24_72 : Roller grille sets
Pr_30_59_24_73 : Roller shutter sets
Pr_30_59_24_75 : Sectional overhead doorsets
Pr_30_59_24_80 : Sliding door and partition sets
Pr_30_59_24_81 : Sliding folding shutter doorsets
Pr_30_59_24_92 : Unplasticized polyvinylchloride (PVC-U) doorsets
Pr_30_59_24_93 : Up-and-over doorsets
Pr_30_59_24_97 : Wood doorsets
Pr_30_59_28 : Escape products
Pr_30_59_28_26 : Escape chairs
Pr_30_59_28_27 : Escape chutes
Pr_30_59_28_28 : Escape slides
Pr_30_59_28_78 : Slings
Pr_30_59_29 : Fixed roof ventilators, terminals and accessories
Pr_30_59_29_02 : Abutment ventilators
Pr_30_59_29_15 : Combined eaves fascia grilles and ventilator trays
Pr_30_59_29_30 : Flat roof ventilators
Pr_30_59_29_62 : Plastics eaves underlay support
Pr_30_59_29_64 : Plastics rafter ventilator trays
Pr_30_59_29_71 : Roof ridge ventilator tiles
Pr_30_59_29_72 : Roof slope terminals
Pr_30_59_29_73 : Roof slope ventilator tiles
Pr_30_59_29_74 : Roof terminals
Pr_30_59_29_75 : Roof ventilator unit
Pr_30_59_29_82 : Strip ventilators
Pr_30_59_33 : Gate surrounds and leaves
Pr_30_59_33_02 : Aluminium sheet gate leaves
Pr_30_59_33_03 : Aluminium vertical rail gate leaves
Pr_30_59_33_11 : Carbon steel expanded mesh gate leaves
Pr_30_59_33_12 : Carbon steel field gate leaves
Pr_30_59_33_13 : Carbon steel palisade gate leaves
Pr_30_59_33_14 : Carbon steel sheet gate leaves
Pr_30_59_33_15 : Carbon steel vertical section gate leaves
Pr_30_59_33_16 : Carbon steel welded mesh gate leaves
Pr_30_59_33_33 : Gate arches
Pr_30_59_33_34 : Glass infill gate leaves
Pr_30_59_33_35 : Glazing plastics gate leaves
Pr_30_59_33_36 : Hardwood field gate leaves
Pr_30_59_33_37 : Hardwood gate leaves
Pr_30_59_33_38 : Hardwood gate surrounds
Pr_30_59_33_39 : Hardwood palisade gate leaves
Pr_30_59_33_52 : Metal gate surrounds
Pr_30_59_33_62 : Plastics gate leaves
Pr_30_59_33_63 : Plywood sheet gate leaves
Pr_30_59_33_78 : Stainless steel expanded mesh gate leaves
Pr_30_59_33_82 : Stainless steel sheet gate leaves
Pr_30_59_33_84 : Stainless steel vertical rail gate leaves
Pr_30_59_33_98 : Wrought iron decorative gate leaves
Pr_30_59_33_99 : Wrought iron vertical rail gate leaves
Pr_30_59_34 : Gates and turnstiles
Pr_30_59_34_01 : Aluminium full height turnstiles
Pr_30_59_34_02 : Aluminium gates
Pr_30_59_34_03 : Aluminium safety gates
Pr_30_59_34_10 : Canal lock gates
Pr_30_59_34_11 : Carbon steel bridle gates
Pr_30_59_34_12 : Carbon steel dog gates
Pr_30_59_34_13 : Carbon steel full height turnstiles
Pr_30_59_34_14 : Carbon steel gates
Pr_30_59_34_15 : Carbon steel half height turnstiles
Pr_30_59_34_16 : Carbon steel kissing gates
Pr_30_59_34_17 : Carbon steel motorbike inhibitors
Pr_30_59_34_18 : Carbon steel safety gates
Pr_30_59_34_20 : Composite gates
Pr_30_59_34_35 : Glazed gates
Pr_30_59_34_36 : Hardwood bridle gates
Pr_30_59_34_37 : Hardwood dog gates
Pr_30_59_34_38 : Hardwood gates
Pr_30_59_34_39 : Hardwood kissing gates
Pr_30_59_34_40 : Hardwood ladder stiles
Pr_30_59_34_41 : Hardwood post and rail stiles
Pr_30_59_34_65 : Plastics gates
Pr_30_59_34_78 : Stainless steel full height turnstiles
Pr_30_59_34_80 : Stainless steel gates
Pr_30_59_34_88 : Stainless steel half height turnstiles
Pr_30_59_34_90 : Stainless steel safety gates
Pr_30_59_34_98 : Wrought iron gates
Pr_30_59_36 : Hatches and access panels
Pr_30_59_36_01 : Access panels
Pr_30_59_36_02 : Aluminium access hatches
Pr_30_59_36_11 : Carbon steel access hatches
Pr_30_59_36_25 : Ductwork access doorsets
Pr_30_59_36_30 : Floor hatches
Pr_30_59_36_50 : Manual trapdoors
Pr_30_59_36_64 : Polyvinylchloride (PVC) strip curtain sets
Pr_30_59_36_72 : Roller grille sets
Pr_30_59_36_73 : Roller shutter sets
Pr_30_59_36_74 : Roof hatches
Pr_30_59_36_76 : Self-closing safety hatches
Pr_30_59_36_78 : Self-closing trapdoors
Pr_30_59_36_80 : Stainless steel access hatches
Pr_30_59_36_96 : Wall hatches
Pr_30_59_46 : Lift barriers
Pr_30_59_46_46 : Lift landing doorsets
Pr_30_59_46_47 : Lift landing frames
Pr_30_59_46_48 : Lift landing sills
Pr_30_59_46_49 : Lift platform barriers
Pr_30_59_46_63 : Platform lift landing doorsets and gates
Pr_30_59_48 : Louvres and components
Pr_30_59_48_02 : Aluminium louvre blades
Pr_30_59_48_03 : Aluminium louvre frames
Pr_30_59_48_04 : Aluminium louvre panel units
Pr_30_59_48_11 : Carbon steel louvre blades
Pr_30_59_48_12 : Carbon steel louvre frames
Pr_30_59_48_13 : Carbon steel louvre panel units
Pr_30_59_48_34 : Glass louvre blades
Pr_30_59_48_52 : Mirror louvre units
Pr_30_59_48_65 : Plastic louvre blades
Pr_30_59_48_77 : Screening and ventilation access doors
Pr_30_59_48_78 : Screening and ventilation louvre support frames
Pr_30_59_48_83 : Stainless steel louvre blades
Pr_30_59_48_84 : Stainless steel louvre frames
Pr_30_59_48_85 : Stainless steel louvre panel units
Pr_30_59_48_96 : Wood louvre blades
Pr_30_59_48_97 : Wood louvre frames
Pr_30_59_48_98 : Wood louvre panel units
Pr_30_59_57 : Opening security and protection products
Pr_30_59_57_04 : Anti-burglar window bars
Pr_30_59_57_07 : Bird guards
Pr_30_59_57_08 : Bird guard mesh
Pr_30_59_57_28 : Escalator shutters
Pr_30_59_57_29 : Firebreak shutters
Pr_30_59_57_40 : Insect guard mesh
Pr_30_59_57_58 : Overhead ventilators
Pr_30_59_57_76 : Security shutters
Pr_30_59_57_77 : Security window screens
Pr_30_59_58 : Operable roof ventilators
Pr_30_59_58_03 : Aluminium framed heat or smoke control roof ventilators
Pr_30_59_58_36 : Hardwood framed heat or smoke control roof ventilators
Pr_30_59_58_50 : Manual control glazed roof ventilators
Pr_30_59_58_72 : Rigid polyurethane framed heat or smoke control roof ventilators
Pr_30_59_58_80 : Smoke control roof ventilators
Pr_30_59_58_81 : Softwood framed heat or smoke control roof ventilators
Pr_30_59_58_85 : Steel framed heat or smoke control roof ventilators
Pr_30_59_58_88 : Thermostatic control glazed roof ventilators
Pr_30_59_59 : Operable vehicular barriers
Pr_30_59_59_11 : Cantilevered sliding beam vehicular barriers
Pr_30_59_59_38 : Height restrictors
Pr_30_59_59_39 : Horizontal swing vehicular barriers
Pr_30_59_59_72 : Rising arm vehicular barriers
Pr_30_59_59_79 : Sliding vehicular barriers
Pr_30_59_60 : Passenger boarding bridges
Pr_30_59_60_03 : Apron drive passenger boarding bridges
Pr_30_59_60_15 : Commuter passenger boarding bridges
Pr_30_59_60_56 : Noseloader passenger boarding bridges
Pr_30_59_60_87 : T bridge passenger boarding bridges
Pr_30_59_61 : Pavement and floorlight and venting products
Pr_30_59_61_32 : Glazed floorlight panels
Pr_30_59_61_33 : Glazed lift-out floorlight access panel
Pr_30_59_61_34 : Glazed lift-out access pavement light panels
Pr_30_59_61_35 : Glazed pavement light panels
Pr_30_59_61_36 : Glazed smoke venting panels
Pr_30_59_61_57 : Non-glazed smoke venting panels
Pr_30_59_71 : Refuse and linen chute inlets and openings
Pr_30_59_71_12 : Chute automatic fire doors
Pr_30_59_71_13 : Chute door interlocks
Pr_30_59_71_21 : Refuse chute discharge outlets
Pr_30_59_71_22 : Refuse chute doorsets
Pr_30_59_71_23 : Refuse chute hoppers
Pr_30_59_71_46 : Linen chute discharge outlets
Pr_30_59_71_47 : Linen chute doorsets
Pr_30_59_71_48 : Linen chute hoppers
Pr_30_59_72 : Rooflights
Pr_30_59_72_17 : Continuous rooflights
Pr_30_59_72_21 : Daylight pipes
Pr_30_59_72_24 : Dormers
Pr_30_59_72_25 : Double glazed light pipe diffusers
Pr_30_59_72_30 : Factory-assembled insulating rooflights (FAIRs)
Pr_30_59_72_31 : Framed rooflights
Pr_30_59_72_33 : Glazed lift-out rooflight access panels
Pr_30_59_72_34 : Glazed rooflight panels
Pr_30_59_72_42 : Individual rooflights
Pr_30_59_72_46 : Lantern lights
Pr_30_59_72_48 : Light reflectors (motorised)
Pr_30_59_72_57 : North lights
Pr_30_59_72_77 : Skylights
Pr_30_59_72_94 : Ventilating light pipe diffusers
Pr_30_59_84 : Strip curtains, grilles and shutters
Pr_30_59_84_64 : Polyvinylchloride (PVC) strip curtains
Pr_30_59_84_72 : Roller grilles
Pr_30_59_84_73 : Roller shutters
Pr_30_59_94 : Ventilation grilles
Pr_30_59_94_04 : Air grilles
Pr_30_59_94_06 : Air transfer grilles
Pr_30_59_94_26 : Eaves fascia grilles
Pr_30_59_94_31 : Fire-resisting air transfer grilles
Pr_30_59_94_32 : Fire-resisting air transfer grilles with smoke shutters
Pr_30_59_94_78 : Soffit grilles
Pr_30_59_94_90 : Trickle vents
Pr_30_59_96 : Wall venting products
Pr_30_59_96_11 : Cavity ventilators
Pr_30_59_96_33 : Gas venting grilles
Pr_30_59_96_35 : Ground-level vent outlets
Pr_30_59_96_92 : Ventilation ducts
Pr_30_59_96_93 : Ventilation gratings
Pr_30_59_96_96 : Wall vent outlets
Pr_30_59_97 : Window panels
Pr_30_59_97_16 : Glazed security window panels
Pr_30_59_98 : Window units
Pr_30_59_98_02 : Aluminium window units
Pr_30_59_98_03 : Aluminium frame roof window units
Pr_30_59_98_15 : Composite window units
Pr_30_59_98_72 : Rigid polyurethane frame roof window units
Pr_30_59_98_83 : Steel window units
Pr_30_59_98_84 : Steel frame roof window units
Pr_30_59_98_92 : Unplasticized polyvinylchloride (PVC-U) window units
Pr_30_59_98_96 : Wood window units
Pr_30_59_98_97 : Wood frame roof window units
Pr_30_59_99 : Window walls
Pr_30_59_99_02 : Aluminium window walls
Pr_30_59_99_15 : Composite window walls
Pr_30_59_99_83 : Steel window walls
Pr_30_59_99_92 : Unplasticized polyvinylchloride (PVC-U) window walls
Pr_30_59_99_96 : Wood window walls
Pr_35 : Covering and finishing products
Pr_35_31 : Formless covering and finish products
Pr_35_31_05 : Asphalt, bitumen and resin mixtures
Pr_35_31_05_03 : Asphalt concrete (AC) base courses
Pr_35_31_05_04 : Asphalt concrete (AC) binder courses
Pr_35_31_05_05 : Asphalt concrete (AC) surface courses
Pr_35_31_05_07 : Bitumen coated chippings
Pr_35_31_05_08 : Bitumen emulsion and glass fibre sandwich matrices
Pr_35_31_05_10 : Bonded grit surfacings
Pr_35_31_05_19 : Cut-back and fluxed bitumen binders
Pr_35_31_05_36 : Hard paving-grade bitumens
Pr_35_31_05_37 : Hot-applied oxidized bitumen coatings
Pr_35_31_05_38 : Hot-rolled asphalt (HRA) base courses
Pr_35_31_05_39 : Hot-rolled asphalt (HRA) binder courses
Pr_35_31_05_40 : Hot-rolled asphalt (HRA) surface courses and slurries
Pr_35_31_05_42 : Impervious textured sports surfacings
Pr_35_31_05_50 : Mastic asphalt (MA) surface courses
Pr_35_31_05_60 : Paving-grade bitumens
Pr_35_31_05_64 : Polyurethane-bound ethylene propylene diene monomer (EPDM) rubber crumb surfacings
Pr_35_31_05_65 : Porous asphalt concrete (PAC) surface courses
Pr_35_31_05_71 : Resin-bound mixed aggregate surfacings
Pr_35_31_05_72 : Roofing, tanking and flooring mastic asphalt (MA)
Pr_35_31_05_75 : Sand asphalt
Pr_35_31_05_83 : Stone mastic asphalt (SMA) binder courses
Pr_35_31_05_84 : Stone mastic asphalt (SMA) regulating courses
Pr_35_31_05_85 : Stone mastic asphalt (SMA) surface courses
Pr_35_31_06 : Bedding and underlay compounds
Pr_35_31_06_12 : Cementitious levelling screed mixes
Pr_35_31_06_15 : Concrete (granolithic) wearing screed mixes
Pr_35_31_06_28 : Fibre-reinforced levelling screed mixes
Pr_35_31_06_29 : Fine concrete levelling screed mixes
Pr_35_31_06_31 : Floor seals
Pr_35_31_06_32 : Flow applied flooring
Pr_35_31_06_36 : Heavy duty flow-applied flooring
Pr_35_31_06_37 : Heavy duty screed flooring
Pr_35_31_06_38 : High-build floor coatings
Pr_35_31_06_47 : Lightweight aggregate levelling screed mixes
Pr_35_31_06_55 : Multilayer flooring
Pr_35_31_06_64 : Polymer-modified levelling screed mixes
Pr_35_31_06_65 : Polymer-modified wearing screed mixes
Pr_35_31_06_69 : Quick-drying levelling screed mixes
Pr_35_31_06_71 : Ready-mixed levelling and wearing screeds
Pr_35_31_06_72 : Ready-mixed self-smoothing calcium sulfate screeds
Pr_35_31_06_73 : Ready-mixed trowelled calcium sulfate screeds
Pr_35_31_06_77 : Screed flooring
Pr_35_31_06_78 : Self-smoothing levelling screed mixes
Pr_35_31_06_79 : Self-smoothing wearing screed mixes
Pr_35_31_06_80 : Smoothing and levelling underlay compounds
Pr_35_31_22 : Decorative coatings
Pr_35_31_22_02 : Aluminium paints
Pr_35_31_22_12 : Casein paints
Pr_35_31_22_13 : Cement paints
Pr_35_31_22_15 : Concrete finishing coats
Pr_35_31_22_16 : Concrete flash coats
Pr_35_31_22_17 : Concrete floor dyes
Pr_35_31_22_18 : Concrete floor paints
Pr_35_31_22_19 : Concrete stains
Pr_35_31_22_23 : Distemper
Pr_35_31_22_37 : High pigment water-borne paint
Pr_35_31_22_47 : Limewashes
Pr_35_31_22_52 : Micaceous iron oxide paints
Pr_35_31_22_54 : Multi-colour coatings
Pr_35_31_22_55 : Multi-colour finish spatter coatings
Pr_35_31_22_58 : Oil-bound distempers
Pr_35_31_22_62 : Plant oil paints
Pr_35_31_22_64 : Plastic texture paints
Pr_35_31_22_72 : Resin-based breathable masonry paints
Pr_35_31_22_76 : Semi-transparent timber stains and dyes
Pr_35_31_22_77 : Silicate-based masonry coatings
Pr_35_31_22_79 : Solvent-based finishing coats
Pr_35_31_22_80 : Solvent-borne gloss finishes
Pr_35_31_22_81 : Solvent-borne masonry paints
Pr_35_31_22_82 : Solvent-borne matt and flat finishes
Pr_35_31_22_83 : Solvent-borne mid-sheen finishes
Pr_35_31_22_87 : Tallow lime washes
Pr_35_31_22_95 : Water-borne gloss finishes
Pr_35_31_22_96 : Water-borne masonry paints
Pr_35_31_22_97 : Water-borne matt and flat finishes
Pr_35_31_22_98 : Water-borne mid-sheen finishes
Pr_35_31_64 : Plasters and renders
Pr_35_31_64_01 : Acrylic plasters
Pr_35_31_64_02 : Acrylic renders
Pr_35_31_64_07 : Biocidal renders
Pr_35_31_64_08 : Bonding plasters
Pr_35_31_64_09 : Browning plasters
Pr_35_31_64_12 : Cementitious renders
Pr_35_31_64_14 : Clay plasters
Pr_35_31_64_29 : Factory mixed plasters
Pr_35_31_64_31 : Fibrous plasters
Pr_35_31_64_32 : Finish plasters
Pr_35_31_64_35 : Gypsum plasters
Pr_35_31_64_42 : Insulating plasters
Pr_35_31_64_47 : Lime plasters
Pr_35_31_64_48 : Lime renders
Pr_35_31_64_64 : Polymer plasters
Pr_35_31_64_65 : Polymer-modified renders
Pr_35_31_64_67 : Projection plasters
Pr_35_31_64_70 : Render-grade resins
Pr_35_31_64_71 : Renovating plasters
Pr_35_31_64_76 : Scagliola
Pr_35_31_64_77 : Silicone renders
Pr_35_31_64_80 : Solid cast plasters
Pr_35_31_64_84 : Squash court plasters
Pr_35_31_64_85 : Stucco
Pr_35_31_64_86 : Synthetic plasters
Pr_35_31_64_98 : X-ray undercoat plasters
Pr_35_31_64_99 : Zinc oxychloride plasters
Pr_35_31_65 : Preparation materials, fillers and stoppers
Pr_35_31_65_01 : Abrasives
Pr_35_31_65_02 : Abrasive blocks
Pr_35_31_65_12 : Cement and grout fillers
Pr_35_31_65_13 : Chemical fillers
Pr_35_31_65_20 : Decorator’s caulks
Pr_35_31_65_21 : Decorator’s flexible fillers
Pr_35_31_65_22 : Degreaser solutions
Pr_35_31_65_23 : Detergent solutions
Pr_35_31_65_24 : Dry air pressured abrasives
Pr_35_31_65_25 : Dry air pressured micro-abrasives
Pr_35_31_65_26 : Dusting powders
Pr_35_31_65_27 : Efflorescence control compounds
Pr_35_31_65_28 : End grain sealers
Pr_35_31_65_29 : Fine surface fillers
Pr_35_31_65_30 : Finishing compounds
Pr_35_31_65_31 : Fire-resistant fillers
Pr_35_31_65_34 : Gypsum-based bedding compounds
Pr_35_31_65_50 : Masonry stabilizers
Pr_35_31_65_74 : Rust removers
Pr_35_31_65_79 : Stoppers
Pr_35_31_65_80 : Stopper fillers
Pr_35_31_65_81 : Sugar soap
Pr_35_31_65_82 : Surface fillers
Pr_35_31_65_95 : Wax-based fillers
Pr_35_31_65_96 : Wet air pressured abrasives
Pr_35_31_65_97 : Wetting agents
Pr_35_31_65_98 : Wood knotting
Pr_35_31_66 : Preparatory coatings
Pr_35_31_66_02 : Adhesion promoters
Pr_35_31_66_03 : Alkali-resisting primers
Pr_35_31_66_07 : Basecoat stains
Pr_35_31_66_08 : Bitumen primers
Pr_35_31_66_09 : Bonding coats
Pr_35_31_66_15 : Combined barrier and bonding coats
Pr_35_31_66_16 : Concrete curing coatings
Pr_35_31_66_21 : Debonding compounds
Pr_35_31_66_22 : Dressing compounds
Pr_35_31_66_26 : Etching primers
Pr_35_31_66_30 : Floor covering primers
Pr_35_31_66_34 : Gilding basecoats
Pr_35_31_66_50 : Mastic asphalt (MA) primers
Pr_35_31_66_51 : Metallic lead primers
Pr_35_31_66_52 : Modified bitumen primers
Pr_35_31_66_53 : Mordant solutions
Pr_35_31_66_55 : Multi-colour finish basecoats
Pr_35_31_66_57 : Non-bituminous primers
Pr_35_31_66_60 : Paving primers
Pr_35_31_66_62 : Plaster primers
Pr_35_31_66_63 : Plasterboard primers
Pr_35_31_66_67 : Primer-sealers
Pr_35_31_66_68 : Primer-undercoats
Pr_35_31_66_70 : Reinforcement treatments
Pr_35_31_66_71 : Resin coating primers
Pr_35_31_66_75 : Sanded primers
Pr_35_31_66_77 : Sealant primers
Pr_35_31_66_78 : Slip plane bituminous emulsion paint primers
Pr_35_31_66_80 : Solvent-borne basecoats
Pr_35_31_66_81 : Solvent-borne metal primers
Pr_35_31_66_82 : Solvent-borne undercoats
Pr_35_31_66_83 : Solvent-borne wood primers
Pr_35_31_66_88 : Thinners
Pr_35_31_66_92 : Universal primers
Pr_35_31_66_94 : Water-based acrylic primers
Pr_35_31_66_95 : Water-borne basecoats
Pr_35_31_66_96 : Water-borne metal primers
Pr_35_31_66_97 : Water-borne thinned undercoats
Pr_35_31_66_98 : Water-borne wood primers
Pr_35_31_66_99 : Water-borne undercoats
Pr_35_31_67 : Preservative and fire-retardant treatments
Pr_35_31_67_07 : Borate pellet and rod preservatives
Pr_35_31_67_08 : Boron compound preservatives
Pr_35_31_67_14 : Clear flame-retardant finishes
Pr_35_31_67_15 : Copper-organic preservatives
Pr_35_31_67_24 : Dry interior fire-retardant solutions
Pr_35_31_67_34 : Glycol borne preservatives
Pr_35_31_67_37 : House longhorn beetle timber treatments
Pr_35_31_67_39 : Humidity-resistant fire-retardant solutions
Pr_35_31_67_42 : Interior fire-retardant solutions
Pr_35_31_67_47 : Leach-resistant fire-retardant solutions
Pr_35_31_67_52 : Micro-emulsion-borne preservatives
Pr_35_31_67_59 : Organic solvent-borne preservatives
Pr_35_31_67_88 : Thatch fire-preservative treatments
Pr_35_31_67_89 : Thatch fire-retardant treatments
Pr_35_31_67_96 : Water-borne preservatives
Pr_35_31_67_97 : Water based microemulsion preservatives
Pr_35_31_67_98 : Water-based organic preservatives
Pr_35_31_68 : Protective coatings
Pr_35_31_68_01 : Acrylic-based waterproof coatings
Pr_35_31_68_02 : Anionic bitumen emulsions
Pr_35_31_68_03 : Anodizing
Pr_35_31_68_04 : Anti-carbonation coatings
Pr_35_31_68_05 : Anti-graffiti coatings
Pr_35_31_68_06 : Barrier coatings
Pr_35_31_68_07 : Bitumen-based black coatings
Pr_35_31_68_09 : Bitumen emulsion waterproof coatings
Pr_35_31_68_10 : Black bitumen coatings
Pr_35_31_68_11 : Cationic bitumen emulsions
Pr_35_31_68_12 : Cellulose coatings
Pr_35_31_68_13 : Chrome plating
Pr_35_31_68_14 : Clear floor varnishes
Pr_35_31_68_15 : Clear varnishes
Pr_35_31_68_16 : Cold-applied bitumen solutions
Pr_35_31_68_17 : Cold-applied polymer-modified bitumen waterproof coatings
Pr_35_31_68_18 : Concrete polishes
Pr_35_31_68_19 : Copper plating
Pr_35_31_68_21 : Cork tile polyurethane (PUR) varnishes
Pr_35_31_68_27 : Epoxy resin coatings
Pr_35_31_68_28 : Epoxy underwater coatings
Pr_35_31_68_29 : Flame-retardant coatings
Pr_35_31_68_31 : Floor dyes
Pr_35_31_68_32 : Floor polishes
Pr_35_31_68_33 : Fungicidal coatings
Pr_35_31_68_34 : Galvanized coatings
Pr_35_31_68_35 : Gold plating
Pr_35_31_68_36 : Hard wax oils
Pr_35_31_68_37 : Heat-resisting coatings
Pr_35_31_68_38 : Hot-applied polymer-modified bitumen waterproof coatings
Pr_35_31_68_39 : Hot dip galvanizings
Pr_35_31_68_40 : Hygienic coatings
Pr_35_31_68_43 : Intumescent protective coatings
Pr_35_31_68_46 : Lacquers
Pr_35_31_68_47 : Liquid tanking resins
Pr_35_31_68_51 : Mastic asphalt (MA) polishes
Pr_35_31_68_52 : Membrane walkway coatings
Pr_35_31_68_55 : Multi-colour finish glaze coats
Pr_35_31_68_60 : Patination oils
Pr_35_31_68_62 : Polymer resin waterproof coatings
Pr_35_31_68_63 : Polyester resin waterproof coatings
Pr_35_31_68_64 : Polyurethane (PUR) waterproof coatings
Pr_35_31_68_65 : Polyvinylidene fluoride (PVDF) coatings
Pr_35_31_68_66 : Powder coatings
Pr_35_31_68_70 : Resin floor coatings
Pr_35_31_68_74 : Sherardized coatings
Pr_35_31_68_75 : Silver plating
Pr_35_31_68_81 : Solar reflective coatings
Pr_35_31_68_83 : Spray-applied fireproof coatings
Pr_35_31_68_84 : Spray-applied thermal insulation
Pr_35_31_68_85 : Steel fence powder coatings
Pr_35_31_68_86 : Surface preservation product
Pr_35_31_68_87 : Tar-based black coatings
Pr_35_31_68_88 : Thermoplastic block copolymer waterproof coatings
Pr_35_31_68_96 : Water-dispersible polymer waterproof coatings
Pr_35_31_68_97 : Water repellents
Pr_35_31_68_98 : Yacht varnishes
Pr_35_31_68_99 : Zinc plating
Pr_35_31_77 : Sealers
Pr_35_31_77_05 : Anti-graffiti sealers
Pr_35_31_77_08 : Bitumen-based impregnating sealers
Pr_35_31_77_12 : Cement-based screed surface sealers
Pr_35_31_77_15 : Concrete sealers
Pr_35_31_77_16 : Cork flooring sealers
Pr_35_31_77_24 : Dry shake finish sealers
Pr_35_31_77_25 : Dustproofing sealers
Pr_35_31_77_30 : Floor surface sealers
Pr_35_31_77_42 : Intumescent coating sealers
Pr_35_31_77_50 : Mastic asphalt (MA) oil-resistant sealers
Pr_35_31_77_60 : Paving sealers and stabilizers
Pr_35_31_77_72 : Resin floor sealers
Pr_35_31_77_76 : Sealers
Pr_35_31_77_83 : Sprayed monolithic coating finishing coats
Pr_35_31_77_84 : Sprayed monolithic coating sealers
Pr_35_31_77_92 : Ultraviolet (UV)-resistant sealers
Pr_35_31_77_96 : Wood floor sealers
Pr_35_31_85 : Specialist coatings
Pr_35_31_85_02 : Acoustic chute coatings
Pr_35_31_85_03 : Anti-climb paints
Pr_35_31_85_04 : Anti-static carpet treatments
Pr_35_31_85_13 : Chlorinated rubber road markings
Pr_35_31_85_24 : Dry rot paints
Pr_35_31_85_27 : Epoxy paint road markings
Pr_35_31_85_29 : Fluorescent paints
Pr_35_31_85_35 : Gilding leaf
Pr_35_31_85_36 : Gilding size
Pr_35_31_85_46 : Light duty road markings
Pr_35_31_85_47 : Line marking paints
Pr_35_31_85_48 : Luminous paints
Pr_35_31_85_62 : Polyurethane (PUR) rubber spray surfaces
Pr_35_31_85_65 : Preformed road markings
Pr_35_31_85_70 : Radiator enamels
Pr_35_31_85_72 : Reflective coatings
Pr_35_31_85_78 : Slip plane bituminous emulsion paints
Pr_35_31_85_80 : Slip-resistant surface treatments
Pr_35_31_85_82 : Surface hardeners
Pr_35_31_85_90 : Thermoplastic road markings
Pr_35_31_85_94 : Vitreous enamels
Pr_35_31_85_96 : Water-borne resin coatings
Pr_35_31_85_98 : Wearing surface dry shake material
Pr_35_57 : Non-rigid sheet, mat and strip covering and finish products
Pr_35_57_11 : Carpets, carpet tiles, underlays and mats
Pr_35_57_11_05 : Axminster carpets
Pr_35_57_11_11 : Cellular plastics underlays
Pr_35_57_11_13 : Cellular rubber underlays
Pr_35_57_11_15 : Combined fibrous or non
Pr_35_57_11_24 : Dry felt paper interlays
Pr_35_57_11_26 : Entrance mats
Pr_35_57_11_27 : Ethylene propylene diene monomer (EPDM) rubber mats
Pr_35_57_11_28 : Exercise mats
Pr_35_57_11_29 : Flat needled carpet tiles
Pr_35_57_11_30 : Flat needled carpets
Pr_35_57_11_31 : Flocked carpets
Pr_35_57_11_36 : Hessian-faced cork underlays
Pr_35_57_11_40 : Impregnated fibrous underlays
Pr_35_57_11_45 : Knitted carpets
Pr_35_57_11_46 : Loose-laid cushion matting
Pr_35_57_11_47 : Loose-laid fatigue matting
Pr_35_57_11_49 : Loose-laid matting
Pr_35_57_11_56 : Needled felt underlays
Pr_35_57_11_57 : Needled pile carpet tiles
Pr_35_57_11_58 : Needled pile carpets
Pr_35_57_11_62 : Pile carpet tiles
Pr_35_57_11_64 : Pile carpets
Pr_35_57_11_66 : Polybutyl teraphthalate (PBT) bristle mats
Pr_35_57_11_68 : Polyvinylchloride (PVC) bristle mats
Pr_35_57_11_72 : Reed mats
Pr_35_57_11_74 : Rubber crumb underlays
Pr_35_57_11_85 : Synthetic grass surfaces
Pr_35_57_11_91 : Tufted carpets
Pr_35_57_11_97 : Wilton carpets
Pr_35_57_15 : Composite surfacing and underlay products
Pr_35_57_15_40 : In situ polymer shock absorption layers
Pr_35_57_15_42 : Interlocking shock absorption panels
Pr_35_57_15_75 : Sand enveloped shock absorption layers
Pr_35_57_22 : Decorative papers and roll coverings
Pr_35_57_22_08 : Border papers
Pr_35_57_22_15 : Cork roll coverings
Pr_35_57_22_38 : Heavy duty roll coverings
Pr_35_57_22_42 : Ingrain roll coverings
Pr_35_57_22_46 : Linen-backed lining papers
Pr_35_57_22_48 : Lining papers
Pr_35_57_22_51 : Metal foil roll coverings
Pr_35_57_22_52 : Metallic effect roll coverings
Pr_35_57_22_53 : Metalized roll coverings
Pr_35_57_22_54 : Mural roll coverings
Pr_35_57_22_58 : Non-woven lining papers
Pr_35_57_22_60 : Paper roll coverings
Pr_35_57_22_72 : Relief roll coverings
Pr_35_57_22_88 : Textile roll coverings
Pr_35_57_22_90 : Textured effect roll coverings
Pr_35_57_22_95 : Vinyl roll coverings
Pr_35_57_71 : Resilient floor coverings
Pr_35_57_71_02 : Agglomerated composition cork tiles
Pr_35_57_71_04 : Agglomerated composition cork tiles with polyvinyl chloride (PVC) wearing layer
Pr_35_57_71_13 : Composite rubber tiles
Pr_35_57_71_15 : Cork linoleum (cork carpet) sheets
Pr_35_57_71_17 : Cork-backed linoleum sheets
Pr_35_57_71_19 : Cork-backed polyvinyl chloride (PVC) sheets
Pr_35_57_71_20 : Cork-backed polyvinyl chloride (PVC) tiles
Pr_35_57_71_25 : Ethylene propylene diene monomer (EPDM) rubber tiles
Pr_35_57_71_26 : Expanded (cushioned) polyvinyl chloride (PVC) sheets
Pr_35_57_71_27 : Expanded (cushioned) polyvinyl chloride (PVC) tiles
Pr_35_57_71_28 : Filled fibrous-backed polyvinyl chloride (PVC) sheets
Pr_35_57_71_30 : Floor surface coating resins
Pr_35_57_71_31 : Foam-backed linoleum sheets
Pr_35_57_71_32 : Foam-backed polyvinyl chloride (PVC) PVC sheets
Pr_35_57_71_33 : Foam-backed polyvinyl chloride (PVC) PVC tiles
Pr_35_57_71_34 : Foam-backed smooth rubber sheets
Pr_35_57_71_35 : Granular rubber sheets
Pr_35_57_71_36 : Granular rubber tiles
Pr_35_57_71_37 : Hammered rubber tiles
Pr_35_57_71_43 : Jute or polyester felt-backed polyvinyl chloride (PVC) sheets
Pr_35_57_71_44 : Jute or polyester felt-backed polyvinyl chloride (PVC) tiles
Pr_35_57_71_46 : Linoleum sheets
Pr_35_57_71_49 : Linoleum tiles
Pr_35_57_71_55 : Multilayer flooring
Pr_35_57_71_61 : Particle-based enhanced slip resistant polyvinyl chloride (PVC) sheets
Pr_35_57_71_62 : Particle-based enhanced slip resistant polyvinyl chloride (PVC) tiles
Pr_35_57_71_67 : Polyvinyl chloride (PVC) sheets
Pr_35_57_71_68 : Polyvinyl chloride (PVC) tiles
Pr_35_57_71_72 : Relief rubber sheets
Pr_35_57_71_73 : Relief rubber tiles
Pr_35_57_71_74 : Rubber mat and sheet
Pr_35_57_71_75 : Rubber tiles
Pr_35_57_71_76 : Semi-flexible polyvinyl chloride (PVC) tiles
Pr_35_57_71_80 : Smooth rubber sheets
Pr_35_57_71_84 : Smooth rubber tiles
Pr_35_57_71_86 : Solid rubber sheets
Pr_35_57_88 : Textiles
Pr_35_57_88_16 : Cotton textiles
Pr_35_57_88_46 : Linen textiles
Pr_35_57_88_97 : Woollen textiles
Pr_35_57_88_98 : Wool-nylon textiles
Pr_35_90 : Trim products
Pr_35_90_07 : Beads, stops and fillets
Pr_35_90_07_04 : Angle fillets
Pr_35_90_07_08 : Bitumen impregnated fibreboard fillets
Pr_35_90_07_24 : Dry lining beads
Pr_35_90_07_33 : Glazing beads
Pr_35_90_07_47 : Lead cames
Pr_35_90_07_63 : Plaster beads
Pr_35_90_07_72 : Render beads
Pr_35_90_07_73 : Render stops
Pr_35_90_07_88 : Thin-coat plaster beads
Pr_35_90_07_89 : Timber fillets
Pr_35_90_09 : Bridge expansion joints
Pr_35_90_09_11 : Cantilever expansion comb or tooth joints
Pr_35_90_09_27 : Elastomeric expansion joint in metal runners
Pr_35_90_09_28 : Elastomeric pad
Pr_35_90_09_71 : Reinforced elastomeric expansion joints
Pr_35_90_09_85 : Supported expansion joints
Pr_35_90_15 : Concrete construction joint accessories
Pr_35_90_15_08 : Bottom-of-slab plastics crack inducers
Pr_35_90_15_11 : Carbon steel arris armourings
Pr_35_90_15_12 : Carbon steel shear load connectors
Pr_35_90_15_13 : Carbon steel strip crack inducers
Pr_35_90_15_14 : Centrally-placed rubber flexible waterstops
Pr_35_90_15_15 : Centrally-placed polyvinyl chloride (PVC) elastomer flexible waterstops
Pr_35_90_15_16 : Centrally-placed unplasticized polyvinyl chloride (PVC-U) flexible waterstops
Pr_35_90_15_19 : Coated metal waterstop
Pr_35_90_15_37 : Headed stud shear connectors
Pr_35_90_15_42 : Injectable hose waterstops
Pr_35_90_15_63 : Plastics strip crack inducers
Pr_35_90_15_74 : Rubber hydrophilic waterstops
Pr_35_90_15_77 : Shrinkage tube crack inducers
Pr_35_90_15_82 : Stainless steel arris armourings
Pr_35_90_15_83 : Stainless steel shear load connectors
Pr_35_90_15_84 : Stainless steel strip crack inducers
Pr_35_90_15_85 : Surface mounted polyvinyl chloride (PVC) flexible waterstops
Pr_35_90_15_86 : Synthetic elastomer hydrophilic waterstops
Pr_35_90_15_88 : Thermal break shear load connectors
Pr_35_90_15_89 : Thermal break connection plates
Pr_35_90_22 : Dividing and edge strips
Pr_35_90_22_36 : Hardwood edgings
Pr_35_90_22_51 : Metal angle edgings
Pr_35_90_22_52 : Metal edgings
Pr_35_90_22_63 : Plastics edgings
Pr_35_90_22_66 : Preformed tiling strip joints
Pr_35_90_22_72 : Recycled plastics edgings
Pr_35_90_22_80 : Softwood edgings
Pr_35_90_22_88 : Timber grass edgings
Pr_35_90_27 : Expansion joints
Pr_35_90_27_11 : Chloroprene and aluminium expansion joints
Pr_35_90_27_12 : Chloroprene and copper expansion joints
Pr_35_90_27_13 : Chloroprene and lead expansion joints
Pr_35_90_27_14 : Chloroprene and stainless steel expansion joints
Pr_35_90_27_15 : Chloroprene and zinc expansion joints
Pr_35_90_28 : External trims and sills
Pr_35_90_28_04 : Anti-climb security devices
Pr_35_90_28_15 : Cover caps
Pr_35_90_28_23 : Double skin glass-reinforced plastics (GRP) components
Pr_35_90_28_28 : External extension sills
Pr_35_90_28_32 : Glass-reinforced plastics (GRP) façade components
Pr_35_90_28_33 : Glass-reinforced plastics (GRP) roof components
Pr_35_90_28_36 : Hardwood copings
Pr_35_90_28_50 : Membrane standing seam profiles
Pr_35_90_28_51 : Metal drip trims
Pr_35_90_28_52 : Metal finishing trims
Pr_35_90_28_62 : Plastics and composite material trim boards
Pr_35_90_28_64 : Polyvinyl chloride (PVC) standing seam profiles
Pr_35_90_28_72 : Roof membrane perimeter trims
Pr_35_90_28_76 : Single skin ribbed glass
Pr_35_90_28_79 : Softwood copings
Pr_35_90_28_84 : Stainless steel undersills
Pr_35_90_28_92 : Unplasticized polyvinyl chloride (PVC-U) finishing trims
Pr_35_90_28_93 : Unplasticized polyvinyl chloride (PVC-U) sills
Pr_35_90_28_96 : Wood finishing trims
Pr_35_90_28_97 : Wood trim boards
Pr_35_90_30 : Flashings and aprons
Pr_35_90_30_01 : Aluminium flashings and aprons
Pr_35_90_30_08 : Bitumen-based flashings and aprons
Pr_35_90_30_11 : Carbon steel flashings and aprons
Pr_35_90_30_15 : Copper flashings and aprons
Pr_35_90_30_18 : Copper slates
Pr_35_90_30_34 : Glass-reinforced plastics (GRP) flashings and aprons
Pr_35_90_30_46 : Lead flashings and aprons
Pr_35_90_30_47 : Lead slates
Pr_35_90_30_64 : Polyethylene (PE)-based flashings and aprons
Pr_35_90_30_72 : Recycled plastics flashings and aprons
Pr_35_90_30_83 : Stainless steel flashings and aprons
Pr_35_90_30_99 : Zinc flashings and aprons
Pr_35_90_31 : Floor and stair trims
Pr_35_90_31_11 : Carpet grippers
Pr_35_90_31_12 : Carpet gripper strips
Pr_35_90_31_26 : Flexible polyvinyl chloride (PVC) stair nosings
Pr_35_90_31_27 : Flexible stair coverings
Pr_35_90_31_28 : Floor construction joint trims
Pr_35_90_31_29 : Floor cover strips
Pr_35_90_31_30 : Floor dividing strips
Pr_35_90_31_31 : Floor edge trims
Pr_35_90_31_32 : Floor edging strips
Pr_35_90_31_33 : Floor threshold strips
Pr_35_90_31_36 : Hardwood floor threshold strips
Pr_35_90_31_37 : Hardwood stair trims
Pr_35_90_31_50 : Mat well frames
Pr_35_90_31_58 : One part floor transition strips
Pr_35_90_31_66 : Preformed strip joints to screeds
Pr_35_90_31_70 : Radiator pipe floor covers
Pr_35_90_31_71 : Raised access floor level-change trims
Pr_35_90_31_72 : Raised access floor vertical edging panels
Pr_35_90_31_73 : Render-grade resin coves
Pr_35_90_31_74 : Rigid stair nosings
Pr_35_90_31_75 : Rubber composite stair nosing inserts
Pr_35_90_31_83 : Stair rods
Pr_35_90_31_84 : Stair trims
Pr_35_90_31_90 : Two-part floor transition strips
Pr_35_90_31_95 : Wearing screed sawn-joint sealing strips
Pr_35_90_31_96 : Wood-based floor threshold strips
Pr_35_90_31_97 : Wood-based floor transition strips
Pr_35_90_33 : Gaskets, weatherstrips and baffles
Pr_35_90_33_12 : Cellular rubber gaskets
Pr_35_90_33_20 : Curtain walls glazing and panel gaskets
Pr_35_90_33_22 : Door and window weatherstrips and seals
Pr_35_90_33_23 : Door threshold weatherstrips and seals
Pr_35_90_33_24 : Ethylene propylene diene monomer (EPDM) combined hydrophilic gaskets
Pr_35_90_33_25 : Ethylene propylene diene monomer (EPDM) gaskets
Pr_35_90_33_26 : Ethylene propylene diene monomer (EPDM) rubber section glazing trims
Pr_35_90_33_28 : Extruded polyvinyl chloride (PVC) glazing gaskets
Pr_35_90_33_34 : Glass-reinforced plastics (GRP) cladding neoprene gaskets
Pr_35_90_33_39 : Hydrophilic gaskets
Pr_35_90_33_56 : Neoprene baffles
Pr_35_90_33_57 : Non-cellular rubber gaskets
Pr_35_90_33_64 : Polypropylene baffles
Pr_35_90_33_66 : Pre-formed butyl strip glazing trims
Pr_35_90_33_77 : Single-sided glazing gaskets
Pr_35_90_33_84 : Stainless steel baffles
Pr_35_90_33_86 : Synthetic rubber glazing gaskets
Pr_35_90_33_97 : Weatherstripping
Pr_35_90_33_99 : Zipper gaskets
Pr_35_90_43 : Interior wall and ceiling trims
Pr_35_90_43_02 : Aluminium skirtings
Pr_35_90_43_03 : Angle trims
Pr_35_90_43_04 : Arrises
Pr_35_90_43_12 : Ceiling perimeter trims
Pr_35_90_43_13 : Column guards
Pr_35_90_43_14 : Cork cove skirtings
Pr_35_90_43_15 : Corner guards
Pr_35_90_43_16 : Cover strips
Pr_35_90_43_17 : Coves
Pr_35_90_43_21 : Edge battens
Pr_35_90_43_22 : Edge trims
Pr_35_90_43_29 : Fibrous plaster mouldings
Pr_35_90_43_30 : Fire-insulating caps
Pr_35_90_43_42 : Intumescent protective castings
Pr_35_90_43_47 : Lighting cornices
Pr_35_90_43_48 : Medium density fibreboard (MDF) architraves
Pr_35_90_43_49 : Medium density fibreboard (MDF) backboards
Pr_35_90_43_50 : Medium density fibreboard (MDF) cover strips
Pr_35_90_43_51 : Medium density fibreboard (MDF) dado rails
Pr_35_90_43_52 : Medium density fibreboard (MDF) edge trims
Pr_35_90_43_53 : Medium density fibreboard (MDF) lining boards
Pr_35_90_43_54 : Medium density fibreboard (MDF) mouldings and trims
Pr_35_90_43_55 : Medium density fibreboard (MDF) mounting battens
Pr_35_90_43_56 : Medium density fibreboard (MDF) picture rails
Pr_35_90_43_57 : Medium density fibreboard (MDF) protection rails
Pr_35_90_43_58 : Medium density fibreboard (MDF) skirtings
Pr_35_90_43_59 : Metal skirtings
Pr_35_90_43_60 : Panel partition closer pieces
Pr_35_90_43_61 : Pilasters
Pr_35_90_43_62 : Plaster cornices
Pr_35_90_43_63 : Plastics skirtings
Pr_35_90_43_64 : Polyvinyl chloride (PVC) cove skirtings
Pr_35_90_43_66 : Preformed casings
Pr_35_90_43_70 : Radiator guards
Pr_35_90_43_74 : Rubber cove skirtings
Pr_35_90_43_84 : Solid cast plaster mouldings
Pr_35_90_43_86 : Wall protection panels
Pr_35_90_43_87 : Wood architraves
Pr_35_90_43_88 : Wood backboards
Pr_35_90_43_89 : Wood cover strips
Pr_35_90_43_90 : Wood dado rails
Pr_35_90_43_91 : Wood edge trims
Pr_35_90_43_92 : Wood fillets
Pr_35_90_43_93 : Wood lining boards
Pr_35_90_43_94 : Wood mouldings and trims
Pr_35_90_43_95 : Wood mounting battens
Pr_35_90_43_96 : Wood picture rails
Pr_35_90_43_97 : Wood protection rails
Pr_35_90_43_98 : Wood skirtings
Pr_35_90_50 : Masonry walling ancillary products
Pr_35_90_50_03 : Airbricks
Pr_35_90_50_61 : Perpend joint plastics cavity ventilators
Pr_35_90_50_62 : Perpend joint plastics weep holes
Pr_35_90_50_64 : Plastics cavity closers
Pr_35_90_50_88 : Tile creasings
Pr_35_90_53 : Movement joints
Pr_35_90_53_11 : Cast-in screed movement joints
Pr_35_90_53_30 : Fibre cement movement joints
Pr_35_90_53_42 : Insulated render system construction and movement joints
Pr_35_90_53_50 : Mastic asphalt (MA) movement joints
Pr_35_90_53_52 : Metal movement joint edging angles
Pr_35_90_53_53 : Metal section movement joints
Pr_35_90_53_54 : Minor flat roofing movement joints
Pr_35_90_53_72 : Resin flooring strip movement joints
Pr_35_90_53_85 : Sprayed monolithic coating movement joints
Pr_35_90_53_86 : Strip movement joints
Pr_35_90_53_88 : Timber flooring movement joints
Pr_35_90_53_93 : Unplasticized polyvinyl chloride (PVC-U) external render and plaster movement joints
Pr_35_90_60 : Paving studs and inserts
Pr_35_90_60_22 : Demarcation inserts
Pr_35_90_60_41 : Illuminated road studs
Pr_35_90_60_57 : Non-reflecting road studs
Pr_35_90_60_62 : Pedestrian delineation road studs
Pr_35_90_60_71 : Retroreflecting road studs
Pr_35_90_60_77 : Skateboard deterrent studs
Pr_35_90_60_78 : Slip resistant cast inserts
Pr_35_90_60_79 : Slip resistant rebate inserts
Pr_35_90_60_87 : Tactile paving studs
Pr_35_90_87 : Tapes, strips and profile fillers
Pr_35_90_87_01 : Acrylic adhesive fixing tapes
Pr_35_90_87_02 : Acrylic adhesive sealant tapes
Pr_35_90_87_03 : Aluminium conductor tapes
Pr_35_90_87_04 : Aluminium foil tapes
Pr_35_90_87_07 : Butyl rubber adhesive tapes
Pr_35_90_87_08 : Butyl rubber preformed strips
Pr_35_90_87_09 : Butyl rubber sealant tapes
Pr_35_90_87_10 : Butyl rubber fleece tapes
Pr_35_90_87_15 : Copper conductor tapes
Pr_35_90_87_23 : Double-sided tape damp-proof course joint sealers
Pr_35_90_87_25 : Ethylene propylene diene monomer (EPDM)-coated expanded polyethylene (PE) foam profile fillers
Pr_35_90_87_26 : Expanded polyethylene (PE) foam profile fillers
Pr_35_90_87_27 : Expanded polyethylene (PE) foam strips
Pr_35_90_87_28 : Expanded polystyrene (EPS) foam strips
Pr_35_90_87_30 : Fire-resistant glazing tapes
Pr_35_90_87_31 : Flash tapes
Pr_35_90_87_34 : Glass fibre mesh repair tapes
Pr_35_90_87_37 : Heat-bonded carpet tapes
Pr_35_90_87_41 : Intumescent tapes
Pr_35_90_87_42 : Isolating tapes
Pr_35_90_87_52 : Metal strip reinforced paper tapes
Pr_35_90_87_53 : Mineral fibre joint fillers
Pr_35_90_87_54 : Mineral fibre profile fillers
Pr_35_90_87_56 : Non-impregnated foam glazing tapes
Pr_35_90_87_60 : Paper jointing tapes
Pr_35_90_87_64 : Polyethylene (PE) debonding tapes
Pr_35_90_87_66 : Polytetrafluoroethylene (PTFE) tapes
Pr_35_90_87_67 : Pre-formed butyl shim glazing tapes
Pr_35_90_87_71 : Resin impregnated pre-compressed foam sealing strips
Pr_35_90_87_72 : Retroreflective self-adhesive tapes
Pr_35_90_87_77 : Self-adhesive bitumen tapes
Pr_35_90_87_78 : Self-adhesive sports marking tapes
Pr_35_90_87_84 : Structural glazing tapes
Pr_35_90_87_85 : Synthetic closed cell foam rubber profile fillers
Pr_35_90_87_86 : Synthetic rubber strips
Pr_35_90_87_97 : Water polo field marking lines
Pr_35_90_87_98 : Woven glass fibre fabric strips
Pr_35_90_93 : Unit roofing fittings
Pr_35_90_93_07 : Bitumen membrane shingle cappings
Pr_35_90_93_12 : Clay tile hip fittings
Pr_35_90_93_13 : Clay tile ridge fittings
Pr_35_90_93_14 : Clay tile roof slope ventilation fittings
Pr_35_90_93_15 : Clay tile valley fittings
Pr_35_90_93_16 : Clay tile verge fittings
Pr_35_90_93_19 : Concrete tile hip fittings
Pr_35_90_93_21 : Concrete tile ridge fittings
Pr_35_90_93_22 : Concrete tile roof slope ventilation fittings
Pr_35_90_93_23 : Concrete tile valley fittings
Pr_35_90_93_24 : Concrete tile verge fittings
Pr_35_90_93_26 : Dentil slips
Pr_35_90_93_27 : Dry fixing abutments
Pr_35_90_93_28 : Dry fixing hips
Pr_35_90_93_29 : Dry fixing ridges
Pr_35_90_93_30 : Dry fixing verges
Pr_35_90_93_32 : Fibre-cement slate hip fittings
Pr_35_90_93_33 : Fibre-cement slate ridge fittings
Pr_35_90_93_34 : Fibre-cement slate roof slope ventilation fittings
Pr_35_90_93_35 : Fibre-cement slate verge fittings
Pr_35_90_93_51 : Metal tile hip fittings
Pr_35_90_93_52 : Metal tile ridge fittings
Pr_35_90_93_53 : Metal tile verge fittings
Pr_35_90_93_72 : Reconstituted slate roof slope ventilation fittings
Pr_35_90_93_96 : Wood shake fittings
Pr_35_90_93_97 : Wood shingle fittings
Pr_35_93 : Unit covering and finish products
Pr_35_93_13 : Ceiling infill units
Pr_35_93_13_13 : Cement bonded wood wool infill units
Pr_35_93_13_30 : Fibre reinforced gypsum infill units
Pr_35_93_13_51 : Metal infill units
Pr_35_93_13_53 : Mineral fibre infill units
Pr_35_93_13_58 : Open cell infill units
Pr_35_93_13_61 : Panel diffusers infill units
Pr_35_93_13_65 : Profiled metal acoustic panel
Pr_35_93_13_71 : Resin bonded mineral wool infill units
Pr_35_93_13_73 : Rigid urethane foam infill units
Pr_35_93_13_80 : Sound attenuator infill units
Pr_35_93_13_94 : Veneered wood composite infill units
Pr_35_93_96 : Wall and floor tile units
Pr_35_93_96_10 : Cast stone slabs
Pr_35_93_96_11 : Cast stone tiles
Pr_35_93_96_12 : Ceramic tile angle beads
Pr_35_93_96_13 : Ceramic tile borders
Pr_35_93_96_14 : Ceramic tile cove skirtings
Pr_35_93_96_15 : Ceramic tile floor channels
Pr_35_93_96_16 : Ceramic tile round edges
Pr_35_93_96_17 : Ceramic tile sit-on skirtings
Pr_35_93_96_18 : Ceramic tile step treads
Pr_35_93_96_19 : Ceramic tiles
Pr_35_93_96_21 : Concrete tiles
Pr_35_93_96_51 : Metal tiles
Pr_35_93_96_53 : Mosaic tiles
Pr_35_93_96_56 : Natural stone wall and floor slabs
Pr_35_93_96_57 : Natural stone tiles
Pr_35_93_96_66 : Quarry tile borders
Pr_35_93_96_67 : Quarry tile cove skirtings
Pr_35_93_96_68 : Quarry tile floor channels
Pr_35_93_96_70 : Quarry tile sit-on skirtings
Pr_35_93_96_71 : Quarry tile step treads
Pr_35_93_96_72 : Quarry tiles
Pr_35_93_96_85 : Stone slabs
Pr_35_93_96_86 : Stone tiles
Pr_35_93_96_88 : Terrazzo precast units
Pr_35_93_96_89 : Terrazzo tile skirtings
Pr_35_93_96_90 : Terrazzo tiles
Pr_35_93_96_92 : Tile spacers
Pr_35_93_97 : Wood block units
Pr_35_93_97_15 : Composition blocks
Pr_35_93_97_52 : Mosaic panels
Pr_35_93_97_96 : Wood blocks
Pr_40 : Signage, sanitary fittings and fittings, furnishing and equipment (FF&E) products
Pr_40_10 : Signage products
Pr_40_10_27 : Electrical services signs
Pr_40_10_27_24 : Electrical diagrams
Pr_40_10_27_27 : Electrical shock treatment signs
Pr_40_10_27_28 : Externally illuminated emergency exit signs
Pr_40_10_27_43 : Induction loop system signs
Pr_40_10_27_62 : Photoluminescent emergency signs
Pr_40_10_27_63 : Photoluminescent low mounted way-guidance lighting
Pr_40_10_27_86 : Surveillance system signs
Pr_40_10_27_88 : Telecommunications equipment and outlets labels
Pr_40_10_27_91 : Underground cable marker tapes
Pr_40_10_57 : Notices, identification and labels
Pr_40_10_57_10 : Burnt clay warning marker tiles
Pr_40_10_57_15 : Concrete warning marker tiles
Pr_40_10_57_26 : Engraved mechanical plant and equipment identification labels
Pr_40_10_57_27 : Engraved valve charts and schematics
Pr_40_10_57_28 : Engraved valve identification labels
Pr_40_10_57_29 : Equipment labels and warning notices
Pr_40_10_57_32 : Fire hydrant indicator plates
Pr_40_10_57_39 : Images and logos
Pr_40_10_57_40 : Inclined stair lift notices
Pr_40_10_57_50 : Marker posts
Pr_40_10_57_52 : Metal ductwork labels
Pr_40_10_57_56 : Nail identification washers
Pr_40_10_57_60 : Paper valve charts and schematics
Pr_40_10_57_63 : Plants delivery labels
Pr_40_10_57_64 : Plants permanent labels
Pr_40_10_57_65 : Plastics ductwork labels
Pr_40_10_57_66 : Plastics warning marker boards
Pr_40_10_57_67 : Platform lift notices
Pr_40_10_57_76 : Screen-printed mechanical plant and equipment identification labels
Pr_40_10_57_77 : Screen-printed valve identification labels
Pr_40_10_57_78 : Self-adhesive colour pipe bands
Pr_40_10_57_79 : Self-adhesive plastics ductwork labels and transfers
Pr_40_10_57_96 : Warning marker tapes
Pr_40_10_57_97 : Warning marker tiles
Pr_40_10_57_98 : Water firefighting system identification and labels
Pr_40_10_77 : Signs and markers
Pr_40_10_77_02 : ‘A’ boards
Pr_40_10_77_04 : Alpha numeric characters
Pr_40_10_77_05 : Applied glazing details
Pr_40_10_77_06 : Banner signs
Pr_40_10_77_08 : Braille signs
Pr_40_10_77_11 : Cabinet signs
Pr_40_10_77_22 : Designation signs
Pr_40_10_77_24 : Directory signs
Pr_40_10_77_29 : Fencing safety reflectors
Pr_40_10_77_30 : Finger signs
Pr_40_10_77_31 : Fire equipment signs
Pr_40_10_77_32 : Fire escape route signs
Pr_40_10_77_36 : Hazard delineators
Pr_40_10_77_37 : Highway marker posts
Pr_40_10_77_38 : Hoarding signs
Pr_40_10_77_42 : Individual letter signs
Pr_40_10_77_46 : Ladder signs
Pr_40_10_77_50 : Mandatory action signs
Pr_40_10_77_52 : Monolith signs
Pr_40_10_77_53 : Moving signs
Pr_40_10_77_56 : Nameplates
Pr_40_10_77_63 : Plaques
Pr_40_10_77_64 : Platform lift signs
Pr_40_10_77_66 : Prohibition signs
Pr_40_10_77_69 : Public access stair lift signs
Pr_40_10_77_70 : Rail traffic signs
Pr_40_10_77_72 : Road traffic signs
Pr_40_10_77_75 : Safe condition signs
Pr_40_10_77_76 : Safety signs
Pr_40_10_77_77 : Signboards
Pr_40_10_77_79 : Sliding cover signs
Pr_40_10_77_82 : Stair lift signs
Pr_40_10_77_84 : Street sign plates
Pr_40_10_77_85 : Street signs
Pr_40_10_77_86 : Survey markers
Pr_40_10_77_89 : Traffic cone
Pr_40_10_77_90 : Traffic cylinder
Pr_40_10_77_94 : Verge markers
Pr_40_10_77_96 : Warning markers
Pr_40_10_77_97 : Warning signs
Pr_40_10_77_98 : Waymarker discs
Pr_40_10_77_99 : Waymarker posts
Pr_40_10_90 : Water and navigation aid signs
Pr_40_10_90_07 : Beacon
Pr_40_10_90_10 : Buoy
Pr_40_10_90_23 : Dolphin
Pr_40_10_90_31 : Fog signal
Pr_40_10_90_50 : Marine traffic signal
Pr_40_10_90_80 : Signage
Pr_40_10_96 : Wind direction indicator products
Pr_40_10_96_96 : Weathervanes
Pr_40_10_96_98 : Windsocks
Pr_40_20 : Sanitary fittings and accessories
Pr_40_20_06 : Bathing fittings
Pr_40_20_06_02 : Accessible baths
Pr_40_20_06_08 : Baths
Pr_40_20_06_11 : Bidets
Pr_40_20_06_36 : Health care general baths
Pr_40_20_06_38 : Hospital pattern bidets
Pr_40_20_06_79 : Shower enclosures
Pr_40_20_06_83 : Shower seats
Pr_40_20_06_84 : Shower trays
Pr_40_20_06_99 : Whirlpool baths
Pr_40_20_60 : Packaged sanitary fittings
Pr_40_20_60_02 : Accessible WC Doc M equipment packages
Pr_40_20_60_75 : Sauna room packages
Pr_40_20_60_78 : Shower enclosure packages
Pr_40_20_60_85 : Steam cabinet packages
Pr_40_20_60_86 : Steam room packages
Pr_40_20_76 : Sanitary accessories
Pr_40_20_76_02 : Air fresheners
Pr_40_20_76_06 : Baby changing units
Pr_40_20_76_07 : Bath panels
Pr_40_20_76_82 : Soap dishes
Pr_40_20_76_83 : Splashbacks
Pr_40_20_76_84 : Support rails
Pr_40_20_76_86 : Toilet brush holders
Pr_40_20_76_88 : Toilet roll holders
Pr_40_20_76_89 : Toothbrush holders
Pr_40_20_76_90 : Towel rails
Pr_40_20_76_91 : Towel rings
Pr_40_20_76_92 : Tumbler holders
Pr_40_20_76_94 : Vanity units
Pr_40_20_76_98 : WC pan backrests
Pr_40_20_87 : Taps and water supply outlet fittings
Pr_40_20_87_07 : Bath manual water supply sets
Pr_40_20_87_08 : Bath spouts
Pr_40_20_87_09 : Bath taps
Pr_40_20_87_10 : Bath thermostatic water supply sets
Pr_40_20_87_11 : Bidet taps
Pr_40_20_87_24 : Drinking fountains
Pr_40_20_87_28 : Eye wash fountains
Pr_40_20_87_31 : Foot-operated valves
Pr_40_20_87_33 : Garden taps
Pr_40_20_87_35 : Grip valves
Pr_40_20_87_43 : Key-operated valves
Pr_40_20_87_49 : Knee-operated valves
Pr_40_20_87_75 : Shower fittings package
Pr_40_20_87_76 : Shower heads
Pr_40_20_87_77 : Shower head holder
Pr_40_20_87_78 : Shower manual water supply sets
Pr_40_20_87_79 : Shower self-closing (emergency) valves
Pr_40_20_87_80 : Shower thermostatic valves
Pr_40_20_87_81 : Shower thermostatic water supply sets
Pr_40_20_87_82 : Sink manual water supply sets
Pr_40_20_87_83 : Sink spouts
Pr_40_20_87_84 : Sink taps
Pr_40_20_87_85 : Sink thermostatic water supply sets
Pr_40_20_87_96 : Washbasin manual water supply sets
Pr_40_20_87_97 : Washbasin spouts
Pr_40_20_87_98 : Washbasin taps
Pr_40_20_87_99 : Washbasin thermostatic water supply sets
Pr_40_20_93 : Urinal and WC fittings
Pr_40_20_93_36 : Health care macerators
Pr_40_20_93_37 : Hospital pattern disposal units
Pr_40_20_93_38 : Hospital pattern urinals
Pr_40_20_93_39 : Hospital pattern WC pans and cisterns
Pr_40_20_93_62 : Pre-plumbed installation frames
Pr_40_20_93_77 : Slab urinals
Pr_40_20_93_78 : Urinal cisterns
Pr_40_20_93_79 : Urinal flushing valves
Pr_40_20_93_80 : Urinal flush pipe
Pr_40_20_93_81 : Urinal wastes
Pr_40_20_93_82 : Wall-hung urinals
Pr_40_20_93_84 : Waterless urinals
Pr_40_20_93_85 : Waterless WC packages (composting toilets)
Pr_40_20_93_86 : WC and washbasin combined units
Pr_40_20_93_87 : WC cistern fittings
Pr_40_20_93_89 : WC cisterns
Pr_40_20_93_90 : WC cistern flush pipes
Pr_40_20_93_91 : WC flushing valves
Pr_40_20_93_92 : WC large capacity replacement cisterns
Pr_40_20_93_93 : WC pan connectors
Pr_40_20_93_94 : WC pans
Pr_40_20_93_95 : WC seats and covers
Pr_40_20_93_96 : WC squatting pans
Pr_40_20_93_97 : WC suites
Pr_40_20_93_99 : WC, wash and dry combined units
Pr_40_20_96 : Wash basins, sinks and troughs
Pr_40_20_96_15 : Ceramic sinks
Pr_40_20_96_17 : Commercial kitchen rinsing sinks
Pr_40_20_96_18 : Counter top wash basins
Pr_40_20_96_34 : Health care clinical sinks with drainers
Pr_40_20_96_35 : Health care clinical wash basins
Pr_40_20_96_36 : Health care domestic service sinks
Pr_40_20_96_37 : Health care general wash basins
Pr_40_20_96_38 : Health care hand rinse basins
Pr_40_20_96_39 : Hospital pattern plaster sinks
Pr_40_20_96_40 : Hospital pattern scrub-up troughs
Pr_40_20_96_42 : Integral wash basins and vanity tops
Pr_40_20_96_44 : Janitorial sinks
Pr_40_20_96_45 : Kitchen sinks
Pr_40_20_96_46 : Laundry troughs
Pr_40_20_96_63 : Pedestal wash basins
Pr_40_20_96_70 : Recessed wash basins
Pr_40_20_96_81 : Sinks
Pr_40_20_96_92 : Undermounted wash basins
Pr_40_20_96_95 : Wall-hung hand rinse basins
Pr_40_20_96_96 : Wall-hung wash basins
Pr_40_20_96_99 : Wash troughs
Pr_40_30 : Fittings
Pr_40_30_04 : Animal housing
Pr_40_30_04_02 : Animal feeding stations
Pr_40_30_04_06 : Bat boxes
Pr_40_30_04_07 : Bird baths
Pr_40_30_04_08 : Bird boxes
Pr_40_30_04_09 : Bird roosts
Pr_40_30_04_15 : Columbaria
Pr_40_30_04_24 : Dog kennels
Pr_40_30_04_25 : Dovecotes
Pr_40_30_04_41 : Insect houses
Pr_40_30_04_50 : Mammal houses
Pr_40_30_04_56 : Nesting baskets
Pr_40_30_04_57 : Nest poles and platforms
Pr_40_30_20 : Curtains and screens
Pr_40_30_20_13 : Choir screens
Pr_40_30_20_38 : Hospital bed screens
Pr_40_30_20_58 : Organ screens
Pr_40_30_20_59 : Ornamental screens
Pr_40_30_20_63 : Privacy curtain supports
Pr_40_30_20_64 : Privacy curtains
Pr_40_30_20_65 : Privacy screens
Pr_40_30_20_67 : PVC strip curtain sets
Pr_40_30_20_71 : Relaxation screens
Pr_40_30_20_77 : Shower curtain rails
Pr_40_30_20_78 : Shower curtains
Pr_40_30_20_83 : Stage curtain supports
Pr_40_30_20_84 : Stage curtains
Pr_40_30_20_96 : Window curtain supports
Pr_40_30_20_97 : Window curtains
Pr_40_30_21 : Cycle stands and lockers
Pr_40_30_21_02 : Aluminium cycle lockers
Pr_40_30_21_11 : Carbon steel cycle lockers
Pr_40_30_21_12 : Carbon steel cycle stands
Pr_40_30_21_13 : Ceiling-mounted cycle supports
Pr_40_30_21_35 : Ground-mounted cycle stands
Pr_40_30_21_36 : Hardwood cycle stands
Pr_40_30_21_65 : Plastics cycle lockers
Pr_40_30_21_83 : Stainless steel cycle lockers
Pr_40_30_21_84 : Stainless steel cycle stands
Pr_40_30_21_96 : Wall-mounted cycle stands
Pr_40_30_22 : Deterrents and traps
Pr_40_30_22_02 : Animal deterrents
Pr_40_30_22_05 : Bait stations
Pr_40_30_22_06 : Bird deterrent spikes
Pr_40_30_22_11 : Cage traps
Pr_40_30_22_14 : Coiled wire bird deterrents
Pr_40_30_22_22 : Decoy predators
Pr_40_30_22_26 : Electric pulse tactile/track bird deterrents
Pr_40_30_22_30 : Flight diverters
Pr_40_30_22_31 : Frond bird deterrents
Pr_40_30_22_34 : Guard barriers
Pr_40_30_22_38 : Humane traps
Pr_40_30_22_40 : Inclined surface bird deterrents
Pr_40_30_22_46 : Laser bird repellers
Pr_40_30_22_48 : Low tension wire bird (gull) deterrents
Pr_40_30_22_56 : Non-toxic rat and mouse baits
Pr_40_30_22_60 : Pheromone traps
Pr_40_30_22_64 : Powered traps
Pr_40_30_22_66 : Powered ultraviolet light traps
Pr_40_30_22_76 : Scare eyes
Pr_40_30_22_80 : Sonic deterrents
Pr_40_30_22_82 : Spring traps
Pr_40_30_22_84 : Sprung tension wire bird deterrents
Pr_40_30_22_87 : Tactile gels and liquids deterrents
Pr_40_30_22_89 : Taste and scent bird deterrents
Pr_40_30_22_92 : Ultrasonic rodent repellers
Pr_40_30_22_95 : Vision disturbance bird deterrents
Pr_40_30_22_96 : Visual threat bird deterrents
Pr_40_30_25 : Display and presentation fittings
Pr_40_30_25_03 : Audible signs
Pr_40_30_25_04 : Audio visual furniture
Pr_40_30_25_13 : Chalkboards
Pr_40_30_25_17 : Computer generated signs
Pr_40_30_25_21 : Demountable podia and staging
Pr_40_30_25_22 : Desktop lecterns
Pr_40_30_25_23 : Display screens
Pr_40_30_25_25 : Dot matrix displays
Pr_40_30_25_30 : Freestanding screens
Pr_40_30_25_42 : Interactive whiteboards
Pr_40_30_25_46 : Lecterns
Pr_40_30_25_47 : Light emitting diode (LED) panels
Pr_40_30_25_48 : Liquid crystal display (LCD) panels
Pr_40_30_25_50 : Magnetic boards
Pr_40_30_25_55 : Multimedia screens
Pr_40_30_25_58 : Notice boards
Pr_40_30_25_64 : Pinboards
Pr_40_30_25_65 : Plasma display screens
Pr_40_30_25_67 : Projection screens
Pr_40_30_25_71 : Retail display fittings
Pr_40_30_25_88 : Teaching walls
Pr_40_30_25_96 : Whiteboards
Pr_40_30_26 : Drying lines
Pr_40_30_26_09 : Bathroom clothes drying lines
Pr_40_30_26_58 : Outdoor clothes rotary driers
Pr_40_30_26_59 : Outdoor clothes drying lines
Pr_40_30_26_63 : Photographic film drying lines
Pr_40_30_26_93 : Utility room clothes drying lines
Pr_40_30_29 : Fitted chairs, seats and benches
Pr_40_30_29_05 : Auditorium seating
Pr_40_30_29_12 : Choir seating
Pr_40_30_29_13 : Choir stalls
Pr_40_30_29_22 : Demountable seats
Pr_40_30_29_29 : Fixed seats
Pr_40_30_29_31 : Fixed observation poolside chairs
Pr_40_30_29_61 : Pedicure chairs
Pr_40_30_29_72 : Retractable seats
Pr_40_30_29_83 : Spa foot ritual benches
Pr_40_30_29_84 : Street and site benches
Pr_40_30_29_85 : Street and site seats
Pr_40_30_29_88 : Thrones
Pr_40_30_29_96 : Wall-fixed lift-up seats
Pr_40_30_29_97 : Wall-mounted gallery benches
Pr_40_30_30 : Fitted desks, tables and worktops
Pr_40_30_30_18 : Counter tops
Pr_40_30_30_22 : Dishwasher inlet tables
Pr_40_30_30_23 : Dishwasher outlet tables
Pr_40_30_30_32 : Food preparation worktops
Pr_40_30_30_42 : Industrial work benches
Pr_40_30_30_45 : Kitchen splashbacks
Pr_40_30_30_47 : Laboratory work benches
Pr_40_30_30_48 : Laboratory worktops
Pr_40_30_30_62 : Picnic tables
Pr_40_30_30_71 : Reception desks
Pr_40_30_30_78 : School art, design and technology work benches
Pr_40_30_30_79 : Servery counters
Pr_40_30_30_80 : Sink tables
Pr_40_30_30_86 : Street and site tables
Pr_40_30_30_96 : Worktops
Pr_40_30_31 : Flagpoles
Pr_40_30_31_29 : Fan-assisted ground-mounted flagpoles
Pr_40_30_31_33 : Ground-mounted banner poles
Pr_40_30_31_34 : Ground-mounted flagpoles
Pr_40_30_31_35 : Ground-mounted sleeved flagpoles
Pr_40_30_31_53 : Mobile telescopic flagpoles
Pr_40_30_31_70 : Rigged and guyed flagpoles
Pr_40_30_31_71 : Rigged un-guyed flagpoles
Pr_40_30_31_96 : Wall-mounted flagpoles
Pr_40_30_50 : Mail fittings
Pr_40_30_50_46 : Letter boxes
Pr_40_30_50_47 : Letter cages
Pr_40_30_50_48 : Letter plate internal flaps and seals
Pr_40_30_50_49 : Letter plates
Pr_40_30_50_62 : Pigeonholes
Pr_40_30_50_65 : Post boxes
Pr_40_30_55 : Musical instruments
Pr_40_30_55_06 : Bell frames
Pr_40_30_55_07 : Bell headstocks
Pr_40_30_55_08 : Bell wheels
Pr_40_30_55_10 : Bracket bells
Pr_40_30_55_77 : Ship’s bells
Pr_40_30_55_89 : Tower bells
Pr_40_30_55_90 : Tubular bells
Pr_40_30_55_91 : Turret bells
Pr_40_30_61 : Play equipment
Pr_40_30_61_15 : Climbing frames
Pr_40_30_61_18 : Combined play structures
Pr_40_30_61_40 : Imaginative play structures
Pr_40_30_61_42 : Infant’s swings
Pr_40_30_61_52 : Modular play climbers
Pr_40_30_61_61 : Play panels
Pr_40_30_61_62 : Play pools
Pr_40_30_61_63 : Play roundabouts
Pr_40_30_61_64 : Play runways
Pr_40_30_61_65 : Play sandpits
Pr_40_30_61_66 : Play slides
Pr_40_30_61_67 : Play swings
Pr_40_30_61_77 : See-saws
Pr_40_30_61_78 : Sensory play structures
Pr_40_30_61_79 : Sit-on rockers
Pr_40_30_61_82 : Spinning poles
Pr_40_30_61_88 : Traditional rockers
Pr_40_30_61_95 : Water play equipment
Pr_40_30_61_96 : Water play fountains
Pr_40_30_61_97 : Water play structures
Pr_40_30_61_98 : Wobble boards
Pr_40_30_65 : Point of sale fittings
Pr_40_30_65_11 : Cash registers
Pr_40_30_65_12 : Cash transfer units
Pr_40_30_65_13 : Cashier drawers
Pr_40_30_65_60 : Paystations and troughs
Pr_40_30_65_65 : Point of sale units
Pr_40_30_65_88 : Tills
Pr_40_30_66 : Poster display units
Pr_40_30_66_22 : Digital poster display units
Pr_40_30_66_73 : Rolling poster display units
Pr_40_30_66_74 : Rotating poster display units
Pr_40_30_66_84 : Static poster display units
Pr_40_30_71 : Religious fittings
Pr_40_30_71_01 : Abats-voix
Pr_40_30_71_03 : Ambons
Pr_40_30_71_06 : Baldachins
Pr_40_30_71_07 : Bimahs
Pr_40_30_71_31 : Fonts
Pr_40_30_71_36 : Hassocks
Pr_40_30_71_51 : Minbars
Pr_40_30_71_56 : Nave lecterns
Pr_40_30_71_68 : Pulpits
Pr_40_30_75 : Safes
Pr_40_30_75_11 : Cash safes
Pr_40_30_75_16 : Computer safes
Pr_40_30_75_20 : Cupboard safes
Pr_40_30_75_21 : Data protection safes
Pr_40_30_75_22 : Deposit safes
Pr_40_30_75_29 : Fire protection safes
Pr_40_30_75_30 : Firearm security cabinets
Pr_40_30_75_31 : Floorboard safes
Pr_40_30_75_36 : High security safes
Pr_40_30_75_38 : Home and office safes
Pr_40_30_75_39 : Hotel safes
Pr_40_30_75_45 : Key safes
Pr_40_30_75_51 : Medical safes
Pr_40_30_75_55 : Multi-purpose security cabinets
Pr_40_30_75_60 : Parcel safes
Pr_40_30_75_63 : Plate safes
Pr_40_30_75_76 : Secure rooms
Pr_40_30_75_84 : Steel security cabinets
Pr_40_30_75_90 : Tool vaults
Pr_40_30_75_93 : Underfloor safes
Pr_40_30_75_94 : Vault doors
Pr_40_30_75_96 : Wall safes
Pr_40_30_78 : Shelves and storage units
Pr_40_30_78_01 : Airing cabinets
Pr_40_30_78_02 : Archive shelves
Pr_40_30_78_03 : Bathroom cabinets
Pr_40_30_78_04 : Bathroom cupboards
Pr_40_30_78_05 : Bathroom furniture
Pr_40_30_78_06 : Bathroom shelves
Pr_40_30_78_07 : Bedside units
Pr_40_30_78_08 : Bottle racks
Pr_40_30_78_09 : Bowl and bucket holders
Pr_40_30_78_11 : Chests
Pr_40_30_78_12 : Classroom storage units
Pr_40_30_78_13 : Cloakroom units
Pr_40_30_78_14 : Clothes drying cabinets
Pr_40_30_78_15 : Clothes hooks
Pr_40_30_78_16 : Coat hooks
Pr_40_30_78_17 : Coat racks
Pr_40_30_78_18 : College bedroom shelves
Pr_40_30_78_19 : Commercial kitchen shelving and racking units
Pr_40_30_78_20 : Copyholders
Pr_40_30_78_21 : Couch roll holders
Pr_40_30_78_22 : Credenzas
Pr_40_30_78_23 : Desk tidies
Pr_40_30_78_24 : Display cases
Pr_40_30_78_25 : Drawer units
Pr_40_30_78_26 : Dressers
Pr_40_30_78_27 : Equipment storage racks
Pr_40_30_78_28 : External storage units
Pr_40_30_78_29 : Filing cabinets
Pr_40_30_78_30 : Folding tables storage cabinets
Pr_40_30_78_33 : Glazed bookcases
Pr_40_30_78_40 : Index storage units
Pr_40_30_78_41 : In-the-round display cases
Pr_40_30_78_42 : Kitchen drawer units
Pr_40_30_78_43 : Kitchen bench cupboards
Pr_40_30_78_44 : Kitchen overhead cupboards
Pr_40_30_78_45 : Kitchen storage units
Pr_40_30_78_46 : Laboratory storage units
Pr_40_30_78_47 : Library shelf units
Pr_40_30_78_48 : Lockers
Pr_40_30_78_51 : Media wall partition units
Pr_40_30_78_53 : Movable aisle storage units
Pr_40_30_78_55 : Museum showcases
Pr_40_30_78_57 : Office storage units
Pr_40_30_78_58 : Open bookcases
Pr_40_30_78_63 : Plan chests
Pr_40_30_78_65 : Post room racks
Pr_40_30_78_70 : Refrigerated mortuary storage units
Pr_40_30_78_71 : Retail shelf units
Pr_40_30_78_72 : Retail storage units
Pr_40_30_78_73 : Rotary storage units
Pr_40_30_78_76 : Security cages
Pr_40_30_78_77 : Shelf units
Pr_40_30_78_78 : Shelves
Pr_40_30_78_79 : Shelf and racking units
Pr_40_30_78_80 : Shoe trees
Pr_40_30_78_81 : Sideboards
Pr_40_30_78_84 : Storage carousels
Pr_40_30_78_85 : Storage chests
Pr_40_30_78_86 : Storage wall partition units
Pr_40_30_78_87 : Suspension storage units
Pr_40_30_78_88 : Table storage credenzas
Pr_40_30_78_90 : Tool chests
Pr_40_30_78_93 : Under-bed storage units
Pr_40_30_78_95 : Wardrobe rails
Pr_40_30_78_96 : Wardrobes
Pr_40_30_78_97 : Weights storage racks
Pr_40_30_80 : Skateboard installations
Pr_40_30_80_75 : Skate bowls
Pr_40_30_80_77 : Skate edges
Pr_40_30_80_78 : Skate pipes
Pr_40_30_80_80 : Skate platforms
Pr_40_30_80_81 : Skate rails
Pr_40_30_80_82 : Skate ramps
Pr_40_30_80_83 : Skate stairs
Pr_40_30_83 : Sports fittings
Pr_40_30_83_08 : Basketball hoops
Pr_40_30_83_10 : Bouldering
Pr_40_30_83_14 : Climbing walls
Pr_40_30_83_37 : Hanging and stretching equipment
Pr_40_30_84 : Sports goals
Pr_40_30_84_04 : American football goal posts
Pr_40_30_84_05 : Australian football goal posts
Pr_40_30_84_28 : Five-a-side football goals
Pr_40_30_84_29 : Fixed water polo goals
Pr_40_30_84_30 : Floating water polo goals
Pr_40_30_84_31 : Football goals
Pr_40_30_84_33 : Gaelic football goal posts
Pr_40_30_84_36 : Handball goals
Pr_40_30_84_39 : Hockey goals
Pr_40_30_84_40 : Ice hockey goals
Pr_40_30_84_46 : Lacrosse goals
Pr_40_30_84_56 : Netball goals
Pr_40_30_84_65 : Polo goal posts
Pr_40_30_84_69 : Quidditch goals
Pr_40_30_84_74 : Rugby goal posts
Pr_40_30_85 : Sports netting
Pr_40_30_85_04 : Archery nets
Pr_40_30_85_06 : Badminton nets
Pr_40_30_85_17 : Cricket nets
Pr_40_30_85_24 : Driving range nets
Pr_40_30_85_34 : Golf course nets
Pr_40_30_85_80 : Space nets
Pr_40_30_85_85 : Stadium nets
Pr_40_30_85_87 : Tennis nets
Pr_40_30_85_95 : Volleyball nets
Pr_40_30_86 : Swimming pool fittings
Pr_40_30_86_22 : Diving platforms
Pr_40_30_86_24 : Diving springboards
Pr_40_30_86_28 : False start posts
Pr_40_30_86_30 : Fixed domestic diving boards
Pr_40_30_86_32 : Fixed starting platforms
Pr_40_30_86_47 : Lane rope storage floor cover plates
Pr_40_30_86_59 : Pool rails
Pr_40_30_86_78 : Small water flumes
Pr_40_30_86_80 : Small water slides
Pr_40_30_86_88 : Touch panels
Pr_40_30_86_90 : Turning boards
Pr_40_30_86_95 : Water polo catwalks
Pr_40_30_86_96 : Water polo field markers
Pr_40_50 : Furnishings
Pr_40_50_05 : Artworks
Pr_40_50_05_02 : Acrylic paintings
Pr_40_50_05_11 : Carvings
Pr_40_50_05_13 : Chalk drawings
Pr_40_50_05_14 : Charcoal drawings
Pr_40_50_05_24 : Drypoint prints
Pr_40_50_05_27 : Embroideries
Pr_40_50_05_28 : Etchings
Pr_40_50_05_29 : Floor-mounted mobiles
Pr_40_50_05_30 : Floor-mounted sculptures
Pr_40_50_05_33 : Garden ornaments
Pr_40_50_05_41 : Indoor ornaments
Pr_40_50_05_42 : Installation pieces
Pr_40_50_05_43 : Interactive artworks
Pr_40_50_05_46 : Linoprints
Pr_40_50_05_50 : Memorials
Pr_40_50_05_51 : Mixed media artworks
Pr_40_50_05_55 : Murals
Pr_40_50_05_58 : Oil paintings
Pr_40_50_05_60 : Pastel drawings
Pr_40_50_05_62 : Pencil drawings
Pr_40_50_05_66 : Projected artworks
Pr_40_50_05_76 : Screenprints
Pr_40_50_05_77 : Sculptural reliefs
Pr_40_50_05_82 : Sons et lumiéres
Pr_40_50_05_84 : Stand-mounted sculptures
Pr_40_50_05_85 : Statuary
Pr_40_50_05_86 : Suspended mobiles
Pr_40_50_05_87 : Tapestries
Pr_40_50_05_95 : Wall hangings
Pr_40_50_05_96 : Wall-mounted sculptures
Pr_40_50_05_97 : Watercolour paintings
Pr_40_50_06 : Beds
Pr_40_50_06_10 : Bunk beds
Pr_40_50_06_11 : Camp beds
Pr_40_50_06_14 : Chair beds
Pr_40_50_06_16 : Cots
Pr_40_50_06_18 : Cradles
Pr_40_50_06_22 : Divans
Pr_40_50_06_24 : Double beds
Pr_40_50_06_30 : Foldaway beds
Pr_40_50_06_31 : Four-poster beds
Pr_40_50_06_32 : Futons
Pr_40_50_06_36 : Hammocks
Pr_40_50_06_37 : Headboards
Pr_40_50_06_38 : Hospital bedheads
Pr_40_50_06_39 : Hospital beds
Pr_40_50_06_50 : Mattresses
Pr_40_50_06_77 : Single beds
Pr_40_50_06_96 : Waterbeds
Pr_40_50_07 : Bins and buckets
Pr_40_50_07_02 : Aggregate bins
Pr_40_50_07_04 : Ashtrays
Pr_40_50_07_07 : Bin stores
Pr_40_50_07_10 : Bulk storage fire sand bins
Pr_40_50_07_12 : Cemetery flower baskets
Pr_40_50_07_19 : Compost bins
Pr_40_50_07_22 : Disposal containers
Pr_40_50_07_25 : Dustbins
Pr_40_50_07_33 : Galvanized steel fire buckets
Pr_40_50_07_35 : Grit bins
Pr_40_50_07_46 : Linen containers
Pr_40_50_07_47 : Litter bins
Pr_40_50_07_56 : Nappy disposal bins
Pr_40_50_07_57 : Needle disposal boxes
Pr_40_50_07_58 : Non-segregated waste bins
Pr_40_50_07_64 : Plastics fire buckets
Pr_40_50_07_70 : Recycling bins
Pr_40_50_07_71 : Refuse bag holders
Pr_40_50_07_72 : Refuse bins
Pr_40_50_07_75 : Salt bins
Pr_40_50_07_76 : Sanitary towel disposal bins
Pr_40_50_07_77 : Segregated waste bins
Pr_40_50_07_96 : Waste bins
Pr_40_50_12 : Chairs, seats and benches
Pr_40_50_12_03 : Armrests
Pr_40_50_12_04 : Assembly stacking chairs
Pr_40_50_12_05 : Auditorium chairs
Pr_40_50_12_06 : Barbell benches
Pr_40_50_12_07 : Benches
Pr_40_50_12_12 : Ceremonial chairs
Pr_40_50_12_14 : Chaises longues
Pr_40_50_12_15 : Changing benches
Pr_40_50_12_16 : Classroom seats
Pr_40_50_12_20 : Deck chairs
Pr_40_50_12_21 : Dining benches
Pr_40_50_12_22 : Dining chairs
Pr_40_50_12_26 : Easy chairs
Pr_40_50_12_27 : Electric chairs
Pr_40_50_12_30 : Flip-up seats
Pr_40_50_12_31 : Folding chairs
Pr_40_50_12_32 : Footrests
Pr_40_50_12_33 : Garden benches
Pr_40_50_12_37 : High chairs
Pr_40_50_12_46 : Library chairs
Pr_40_50_12_47 : Linked seats
Pr_40_50_12_48 : Lounge chairs
Pr_40_50_12_51 : Meeting room chairs
Pr_40_50_12_57 : Office chairs
Pr_40_50_12_59 : Ottomans
Pr_40_50_12_62 : Pews
Pr_40_50_12_63 : Play chairs
Pr_40_50_12_64 : Portable observation poolside chairs
Pr_40_50_12_71 : Reception chairs
Pr_40_50_12_72 : Reclining chairs
Pr_40_50_12_74 : Rocking chairs
Pr_40_50_12_76 : Settees
Pr_40_50_12_80 : Sofa beds
Pr_40_50_12_81 : Sofas
Pr_40_50_12_82 : Stacking benches
Pr_40_50_12_83 : Stacking chairs
Pr_40_50_12_84 : Stacking pews
Pr_40_50_12_85 : Stools
Pr_40_50_12_86 : Study chairs
Pr_40_50_12_87 : Swing chairs
Pr_40_50_12_88 : Tennis umpire's stands
Pr_40_50_12_93 : Upholstered benches
Pr_40_50_12_94 : Utility weight benches
Pr_40_50_13 : Clocks
Pr_40_50_13_22 : Digital clocks
Pr_40_50_13_26 : Electric clocks
Pr_40_50_13_29 : Flip clocks
Pr_40_50_13_51 : Mechanical clocks
Pr_40_50_13_61 : Pendulum clocks
Pr_40_50_13_66 : Projection clocks
Pr_40_50_13_70 : Quartz clocks
Pr_40_50_13_71 : Radio clocks
Pr_40_50_13_86 : Sundials
Pr_40_50_13_89 : Torsion pendulum clocks
Pr_40_50_13_96 : Water clocks
Pr_40_50_21 : Desks, tables and worktops
Pr_40_50_21_05 : Audio-visual tables
Pr_40_50_21_08 : Boardroom tables
Pr_40_50_21_10 : Bureaux
Pr_40_50_21_11 : Cable-managed podium tables
Pr_40_50_21_13 : Classroom desks and tables
Pr_40_50_21_14 : Coffee tables
Pr_40_50_21_15 : Conference tables
Pr_40_50_21_16 : Console tables
Pr_40_50_21_17 : Computer desks
Pr_40_50_21_21 : Desks
Pr_40_50_21_22 : Dining tables
Pr_40_50_21_23 : Display case tables
Pr_40_50_21_24 : Drafting machines
Pr_40_50_21_25 : Drawing boards
Pr_40_50_21_26 : Dressing tables
Pr_40_50_21_29 : Flip-top tables
Pr_40_50_21_30 : Folding dining room tables
Pr_40_50_21_31 : Folding tables
Pr_40_50_21_32 : Food preparation tables
Pr_40_50_21_33 : Gallery benches
Pr_40_50_21_44 : Kitchenettes
Pr_40_50_21_45 : Kitchen worktops
Pr_40_50_21_46 : Laboratory work benches and tables
Pr_40_50_21_47 : Laundry finishing tables
Pr_40_50_21_48 : Laundry spotting tables
Pr_40_50_21_49 : Light tables
Pr_40_50_21_50 : Manicure finishing tables
Pr_40_50_21_51 : Meeting room tables
Pr_40_50_21_58 : Occasional tables
Pr_40_50_21_59 : Office desks
Pr_40_50_21_60 : Office tables
Pr_40_50_21_63 : Play tables
Pr_40_50_21_70 : Reading desks
Pr_40_50_21_72 : Reception desks
Pr_40_50_21_73 : Reference and search desks
Pr_40_50_21_76 : School art, design and technology tables
Pr_40_50_21_84 : Stand-up tables
Pr_40_50_21_85 : Study desks
Pr_40_50_21_90 : Touchdown desks
Pr_40_50_21_96 : Workstations
Pr_40_50_21_97 : Worktops
Pr_40_50_21_98 : Writing desks
Pr_40_50_21_99 : Writing tablets (detachable)
Pr_40_50_28 : Extinguishers and fire blankets
Pr_40_50_28_11 : Carbon dioxide fire extinguishers
Pr_40_50_28_12 : Carbon steel fire buckets
Pr_40_50_28_24 : Dry powder fire extinguishers
Pr_40_50_28_28 : Extinguisher floor stands
Pr_40_50_28_29 : Fire protective blankets
Pr_40_50_28_30 : Foam fire extinguishers
Pr_40_50_28_47 : Heat protective blankets
Pr_40_50_28_64 : Portable fire extinguishers
Pr_40_50_28_96 : Water fire extinguishers
Pr_40_50_28_97 : Wet chemical fire extinguishers
Pr_40_50_33 : Garden furnishings
Pr_40_50_33_33 : Garden awnings
Pr_40_50_33_34 : Garden umbrellas
Pr_40_50_51 : Medical chairs and couches
Pr_40_50_51_05 : Bariatric patient chairs
Pr_40_50_51_06 : Bariatric plinth couches
Pr_40_50_51_07 : Blood sampling chairs
Pr_40_50_51_08 : Bo-plinth couches
Pr_40_50_51_15 : Commodes
Pr_40_50_51_21 : Day care couches
Pr_40_50_51_22 : Dental chairs
Pr_40_50_51_23 : Dialysis chairs
Pr_40_50_51_25 : Echocardiography couches
Pr_40_50_51_26 : ENT and ophthalmic chairs
Pr_40_50_51_27 : Examination and treatment chairs
Pr_40_50_51_28 : Examination and treatment couches
Pr_40_50_51_31 : Foot stools
Pr_40_50_51_34 : Gynaecology chairs
Pr_40_50_51_35 : Gynaecology couches
Pr_40_50_51_51 : Minor operations couches
Pr_40_50_51_58 : Oncology chairs
Pr_40_50_51_59 : Outpatients couches
Pr_40_50_51_61 : Phlebotomy chairs
Pr_40_50_51_62 : Phlebotomy couches
Pr_40_50_51_63 : Plaster chairs
Pr_40_50_51_65 : Podiatry chairs
Pr_40_50_51_71 : Reclining treatment armchairs
Pr_40_50_51_75 : Sanitary seats
Pr_40_50_51_84 : Step stools
Pr_40_50_51_92 : Ultrasound couches
Pr_40_50_52 : Medical desks, tables and worktops
Pr_40_50_52_22 : Dissection tables
Pr_40_50_52_50 : Mayo tables
Pr_40_50_52_57 : Operating theatre tables
Pr_40_50_52_58 : Overbed tables
Pr_40_50_52_59 : Overchair tables
Pr_40_50_52_65 : Post-mortem tables
Pr_40_50_52_88 : Tilt tables
Pr_40_50_53 : Medical trolleys
Pr_40_50_53_04 : Armchair patient trolleys
Pr_40_50_53_06 : Bariatric patient trolleys
Pr_40_50_53_24 : Dressing trolleys
Pr_40_50_53_27 : Emergency trolleys
Pr_40_50_53_33 : General purpose medical trolleys
Pr_40_50_53_41 : Instruments trolleys
Pr_40_50_53_48 : Lockable hospital trolleys
Pr_40_50_53_51 : Medical service carts
Pr_40_50_53_60 : Patient notes trolleys
Pr_40_50_53_61 : Patient trolleys
Pr_40_50_53_62 : Phlebotomy trolleys
Pr_40_50_53_66 : Procedure trolleys
Pr_40_50_53_81 : Soiled linen trolleys
Pr_40_50_81 : Soft furnishings
Pr_40_50_81_06 : Beanbags
Pr_40_50_81_07 : Blankets
Pr_40_50_81_20 : Cushions
Pr_40_50_81_25 : Duvets
Pr_40_50_81_29 : Flannels
Pr_40_50_81_56 : Napkins
Pr_40_50_81_62 : Pillows
Pr_40_50_81_63 : Placemats
Pr_40_50_81_73 : Rugs
Pr_40_50_81_74 : Runners
Pr_40_50_81_77 : Sheets
Pr_40_50_81_86 : Swags
Pr_40_50_81_87 : Tablecloths
Pr_40_50_81_90 : Towels
Pr_40_50_81_91 : Trimmings
Pr_40_50_81_94 : Valances
Pr_40_50_83 : Sports furnishings
Pr_40_50_83_06 : Balancing equipment
Pr_40_50_83_19 : Cricket wicket stump boxes
Pr_40_50_83_20 : Cycle ramps
Pr_40_50_83_28 : Equestrian riding equipment
Pr_40_50_83_29 : Fencing pistes
Pr_40_50_83_44 : Jumping equipment
Pr_40_50_84 : Stands
Pr_40_50_84_09 : Bowl stands
Pr_40_50_84_23 : Display banner stand
Pr_40_50_84_28 : Exhibit stands
Pr_40_50_84_36 : Hat stands
Pr_40_50_84_42 : Infusion stands
Pr_40_50_84_51 : Medical equipment stands
Pr_40_50_84_66 : Print stands
Pr_40_50_84_92 : Umbrella stands
Pr_40_50_86 : Swimming pool furnishings
Pr_40_50_86_46 : Lane rope storage bags
Pr_40_50_86_62 : Portable domestic diving boards
Pr_40_50_86_64 : Portable starting platforms
Pr_40_50_86_66 : Private use pool covers
Pr_40_50_86_68 : Public use pool covers
Pr_40_50_90 : Trolleys
Pr_40_50_90_08 : Book trolleys
Pr_40_50_90_30 : Fire trolleys
Pr_40_50_90_31 : Food preparation trolleys
Pr_40_50_90_32 : Food service trolleys
Pr_40_50_90_33 : Furniture trolleys
Pr_40_50_90_46 : Laundry trolleys
Pr_40_50_90_47 : Laundry bag trolleys
Pr_40_50_90_49 : Luggage trolleys
Pr_40_50_90_52 : Mailroom trolleys
Pr_40_50_90_64 : Pool lane rope storage trolleys
Pr_40_50_90_72 : Relay break detector storage trolleys
Pr_40_50_90_76 : Shopping trolleys
Pr_40_50_90_82 : Spa treatment trolleys
Pr_40_50_90_87 : Table storage trolleys
Pr_40_50_90_88 : Touchpad storage trolleys
Pr_40_50_96 : Wheels
Pr_40_50_96_11 : Castors
Pr_40_70 : Equipment
Pr_40_70_13 : Cleaning equipment
Pr_40_70_13_72 : Robotic cleaning units
Pr_40_70_15 : Cold water supply sources
Pr_40_70_15_96 : Water coolers
Pr_40_70_21 : Dishwashers
Pr_40_70_21_16 : Conveyor dishwashers
Pr_40_70_21_22 : Dish and utensil washers
Pr_40_70_21_24 : Domestic dishwashers
Pr_40_70_21_30 : Flight dishwashers
Pr_40_70_21_60 : Pass-through dishwashers
Pr_40_70_21_92 : Under-counter dishwashers
Pr_40_70_22 : Dispensers and acceptance units
Pr_40_70_22_05 : Automated teller machines
Pr_40_70_22_06 : Barrier parking control units
Pr_40_70_22_11 : Cash dispensers
Pr_40_70_22_15 : Cold drink dispensers
Pr_40_70_22_16 : Collection boxes
Pr_40_70_22_17 : Condom dispensers
Pr_40_70_22_22 : Disposable apron dispensers
Pr_40_70_22_23 : Disposable glove dispensers
Pr_40_70_22_24 : Donation boxes
Pr_40_70_22_25 : Drive-by cash payment units
Pr_40_70_22_29 : Facial tissue dispensers
Pr_40_70_22_31 : Food waste disposal units
Pr_40_70_22_36 : Hand cleaning gel dispensers
Pr_40_70_22_37 : Hot drink dispensers
Pr_40_70_22_38 : Hot food dispensers
Pr_40_70_22_47 : Leaflet dispensers
Pr_40_70_22_56 : Newspaper dispensers
Pr_40_70_22_60 : Packaged goods dispensers
Pr_40_70_22_61 : Paper roll dispensers
Pr_40_70_22_62 : Paper towel dispensers
Pr_40_70_22_63 : Parking meters
Pr_40_70_22_64 : Pay and display units
Pr_40_70_22_66 : Plate dispensers
Pr_40_70_22_71 : Refreshment dispensers
Pr_40_70_22_75 : Sanitary towel dispensers
Pr_40_70_22_77 : Shaving product dispensers
Pr_40_70_22_80 : Snack dispensers
Pr_40_70_22_81 : Soap dispensers
Pr_40_70_22_85 : Surface wipes dispensers
Pr_40_70_22_86 : Sweets dispensers
Pr_40_70_22_88 : Ticket dispensers
Pr_40_70_22_90 : Toilet paper dispensers
Pr_40_70_23 : Display and service catering products
Pr_40_70_23_06 : Bains-marie
Pr_40_70_23_24 : Drinks chillers
Pr_40_70_23_31 : Food display units
Pr_40_70_23_33 : Food sneeze guard
Pr_40_70_23_40 : Icemakers
Pr_40_70_23_53 : Mobile bains-marie
Pr_40_70_23_54 : Mobile plain top hot cupboards
Pr_40_70_23_71 : Refrigerated display cabinets
Pr_40_70_23_72 : Refrigerated display counters
Pr_40_70_23_84 : Static plain top hot cupboards
Pr_40_70_23_86 : Sushi trains
Pr_40_70_23_96 : Water coolers
Pr_40_70_24 : Domestic cooking equipment
Pr_40_70_24_07 : Built-in electric hobs
Pr_40_70_24_08 : Built-in electric ovens
Pr_40_70_24_09 : Built-in gas hobs
Pr_40_70_24_10 : Built-in gas ovens
Pr_40_70_24_26 : Electric barbecues
Pr_40_70_24_27 : Electric cooking ranges
Pr_40_70_24_33 : Gas barbecues
Pr_40_70_24_34 : Gas cooking ranges
Pr_40_70_24_35 : Gas free-standing cookers
Pr_40_70_24_45 : Kettles
Pr_40_70_24_51 : Microwave ovens
Pr_40_70_24_81 : Solid fuel barbecues
Pr_40_70_25 : Domestic laundry equipment
Pr_40_70_25_45 : Laundry tumble driers
Pr_40_70_25_46 : Laundry washer-driers
Pr_40_70_25_47 : Laundry washing machines
Pr_40_70_29 : Fire simulation equipment
Pr_40_70_29_01 : Aircraft fire training simulator
Pr_40_70_31 : Food refrigerators and freezers
Pr_40_70_31_06 : Blast chiller cabinets
Pr_40_70_31_08 : Blast freezer cabinets
Pr_40_70_31_29 : Freezer cabinets
Pr_40_70_31_30 : Freezer counters
Pr_40_70_31_31 : Freezers
Pr_40_70_31_32 : Fridge-freezers
Pr_40_70_31_70 : Refrigerated cabinets
Pr_40_70_31_71 : Refrigerated counters
Pr_40_70_31_72 : Refrigerators
Pr_40_70_46 : Laundry fittings and equipment
Pr_40_70_46_24 : Drier ironers
Pr_40_70_46_25 : Dry work presses
Pr_40_70_46_30 : Flatwork ironers
Pr_40_70_46_31 : Form finishers
Pr_40_70_46_39 : Hydro extractors
Pr_40_70_46_42 : Ironing tables
Pr_40_70_46_45 : Laundry cabinets
Pr_40_70_46_46 : Laundry feeders
Pr_40_70_46_47 : Laundry folders
Pr_40_70_46_48 : Laundry recovery tanks
Pr_40_70_46_72 : Roller ironers
Pr_40_70_46_77 : Shirt finishers
Pr_40_70_46_82 : Spotting cabinets
Pr_40_70_46_83 : Spotting tables
Pr_40_70_46_90 : Trouser presses
Pr_40_70_46_96 : Washer extractors
Pr_40_70_46_98 : Water extraction presses
Pr_40_70_46_99 : Wet work presses
Pr_40_70_47 : Laundry washers and driers
Pr_40_70_47_06 : Barrier washers
Pr_40_70_47_07 : Batch laundry driers
Pr_40_70_47_08 : Batch laundry washers
Pr_40_70_47_32 : Front-loading washers
Pr_40_70_47_46 : Laundry driers
Pr_40_70_47_75 : Sanitary barrier washers
Pr_40_70_47_91 : Tumble driers
Pr_40_70_47_97 : Washer driers
Pr_40_70_50 : Mail equipment
Pr_40_70_50_32 : Franking machines
Pr_40_70_50_65 : Post handling equipment
Pr_40_70_51 : Medical and laboratory equipment
Pr_40_70_51_04 : Autoclaves
Pr_40_70_51_10 : Calorimeter
Pr_40_70_51_16 : Contamination control equipment
Pr_40_70_51_30 : Fermenter
Pr_40_70_51_44 : Jacketed vessel
Pr_40_70_51_59 : Operating theatre equipment
Pr_40_70_51_70 : Retriever
Pr_40_70_51_84 : Sterilisation equipment
Pr_40_70_51_94 : Vacuum furnace
Pr_40_70_58 : Office equipment
Pr_40_70_58_23 : Document shredder
Pr_40_70_62 : Personal driers
Pr_40_70_62_09 : Body driers
Pr_40_70_62_29 : Face driers
Pr_40_70_62_36 : Hair driers
Pr_40_70_62_37 : Hand driers
Pr_40_70_63 : Photographic equipment
Pr_40_70_63_04 : Automated film developing equipment
Pr_40_70_63_05 : Automated printing equipment
Pr_40_70_63_28 : Enlargers
Pr_40_70_63_35 : Graphics cameras
Pr_40_70_65 : Preparation catering equipment
Pr_40_70_65_16 : Conveyor toasters
Pr_40_70_65_17 : Drink making equipment
Pr_40_70_65_18 : Electric boiling pans
Pr_40_70_65_19 : Electric boiling tables
Pr_40_70_65_20 : Electric bratt pans
Pr_40_70_65_21 : Electric cooking ranges
Pr_40_70_65_22 : Electric deep fat fryers
Pr_40_70_65_23 : Electric fryers
Pr_40_70_65_24 : Electric griddles
Pr_40_70_65_25 : Electric grills
Pr_40_70_65_26 : Electric hot water dispensers
Pr_40_70_65_27 : Electric oven ranges
Pr_40_70_65_28 : Electric steaming ovens
Pr_40_70_65_29 : Food blenders
Pr_40_70_65_30 : Food mincers
Pr_40_70_65_31 : Food mixers
Pr_40_70_65_32 : Food smokers
Pr_40_70_65_33 : Gas boiling pans
Pr_40_70_65_34 : Gas boiling tables
Pr_40_70_65_35 : Gas bratt pans
Pr_40_70_65_36 : Gas cooking ranges
Pr_40_70_65_37 : Gas deep fat fryers
Pr_40_70_65_38 : Gas fryers
Pr_40_70_65_39 : Gas griddles
Pr_40_70_65_40 : Gas grills
Pr_40_70_65_41 : Gas oven ranges
Pr_40_70_65_42 : Gas steaming ovens
Pr_40_70_65_43 : General purpose electric ovens
Pr_40_70_65_44 : General purpose gas ovens
Pr_40_70_65_45 : Gravity feed slicers
Pr_40_70_65_46 : Hot cupboards
Pr_40_70_65_51 : Microwave ovens
Pr_40_70_65_65 : Potato peelers
Pr_40_70_65_79 : Slot toasters
Pr_40_70_65_94 : Vegetable preparation machines
Pr_40_70_67 : Projectors
Pr_40_70_67_14 : Cinematic projectors
Pr_40_70_67_22 : Digital projectors
Pr_40_70_67_29 : Film projectors
Pr_40_70_67_63 : Planetarium projectors
Pr_40_70_67_79 : Slide projectors
Pr_40_70_71 : Recreation equipment
Pr_40_70_71_04 : Arcade machines
Pr_40_70_71_87 : Tanning units
Pr_40_70_73 : Rolling stock depot equipment
Pr_40_70_73_06 : Bogie drop
Pr_40_70_73_07 : Bogie press
Pr_40_70_73_08 : Bogie rack
Pr_40_70_73_09 : Bogie turntable
Pr_40_70_73_10 : Bogie workstand
Pr_40_70_73_30 : Fixed CET
Pr_40_70_73_47 : Lifting table
Pr_40_70_73_70 : Rail vehicle lifting jack
Pr_40_70_73_75 : Sand plant
Pr_40_70_73_95 : Wheel drop
Pr_40_70_73_96 : Wheel lathe
Pr_40_70_73_97 : Wheelset press
Pr_40_70_73_98 : Wheel stop
Pr_40_70_75 : Safety equipment
Pr_40_70_75_01 : Access cradles
Pr_40_70_75_27 : Electrically powered winch
Pr_40_70_75_29 : Fall arrester devices
Pr_40_70_75_33 : Gantries
Pr_40_70_75_35 : Guided type fall arresters
Pr_40_70_75_36 : Hand climbing devices
Pr_40_70_75_37 : Harness and lanyard
Pr_40_70_75_39 : Hoist equipment storage units
Pr_40_70_75_50 : Manual push
Pr_40_70_75_51 : Manual winches
Pr_40_70_75_55 : Mullion guides
Pr_40_70_75_66 : Protection netting
Pr_40_70_75_72 : Rope and pulley devices
Pr_40_70_75_75 : Safety access anchor devices
Pr_40_70_75_76 : Safety access equipment winding handles
Pr_40_70_75_77 : Safety harnesses
Pr_40_70_75_79 : Safety netting
Pr_40_70_75_81 : Spillage control kit
Pr_40_70_75_82 : Stair climbing trolley
Pr_40_70_75_83 : Suspended access track
Pr_40_70_75_84 : Suspended chairs
Pr_40_70_75_85 : Suspension rigs
Pr_40_70_75_86 : Suspension rope restraints
Pr_40_70_75_96 : Working platforms
Pr_40_70_75_97 : Working platform storage units
Pr_40_70_84 : Sports equipment
Pr_40_70_84_01 : Abdominal machines
Pr_40_70_84_04 : Arm machines
Pr_40_70_84_06 : Back machines
Pr_40_70_84_11 : Cable machines
Pr_40_70_84_13 : Chest and shoulder machines
Pr_40_70_84_16 : Cross trainers
Pr_40_70_84_26 : Elliptical trainers
Pr_40_70_84_27 : Exercise bikes
Pr_40_70_84_46 : Leg machines
Pr_40_70_84_47 : Leverage units
Pr_40_70_84_55 : Multi-gyms
Pr_40_70_84_65 : Pool tables
Pr_40_70_84_66 : Power cages and racks
Pr_40_70_84_67 : Power plates
Pr_40_70_84_68 : Punch bags
Pr_40_70_84_72 : Rowing machines
Pr_40_70_84_80 : Smith machines
Pr_40_70_84_84 : Steppers
Pr_40_70_84_86 : Suspension trainers
Pr_40_70_84_90 : Trampolines
Pr_40_70_84_91 : Treadmills
Pr_40_70_84_92 : Upper body trainers
Pr_40_70_84_94 : Vertical knee raise and dip machines
Pr_40_70_85 : Stage equipment
Pr_40_70_85_31 : Fly / pulley bars
Pr_40_70_86 : Swimming pool equipment
Pr_40_70_86_02 : Air cushion equipment
Pr_40_70_86_08 : Buoyancy-aided movable floors
Pr_40_70_86_10 : Buoyancy-aided movable bulkheads
Pr_40_70_86_52 : Mechanical drive movable floors
Pr_40_70_86_60 : Pool structure-supported movable bulkheads
Pr_40_70_86_84 : Surface agitation equipment
Pr_40_70_86_94 : Water polo ball release devices
Pr_40_70_86_98 : Wave machine equipment
Pr_40_70_96 : Water control equipment
Pr_40_70_96_30 : Flow control device chambers
Pr_40_70_96_31 : Flow control devices
Pr_40_70_99 : Weighing equipment
Pr_40_70_99_22 : Digital scales
Pr_40_70_99_42 : Industrial scales
Pr_40_70_99_45 : Kitchen scales
Pr_40_70_99_62 : Personnel weighing scales
Pr_45 : Flora and fauna products
Pr_45_28 : Fauna products
Pr_45_28_30 : Fish pass products
Pr_45_28_30_27 : Eel and elver passes
Pr_45_28_30_46 : Larinier fish pass
Pr_45_28_30_78 : Siphon fish pass
Pr_45_30 : Flora products
Pr_45_30_04 : Artificial plants
Pr_45_30_04_03 : Artificial low growing trees
Pr_45_30_04_04 : Artificial topiary and pleaching
Pr_45_30_04_05 : Artificial trees
Pr_45_30_04_64 : Polyester silk plants
Pr_45_30_04_66 : Preserved plants
Pr_45_30_10 : Bulbs, corms, tubers and dormant roots
Pr_45_30_10_04 : Annual tubers
Pr_45_30_10_10 : Bulbs
Pr_45_30_10_15 : Corms
Pr_45_30_10_62 : Perennial roots
Pr_45_30_10_63 : Perennial tubers
Pr_45_30_36 : Herbaceous and aquatic plants
Pr_45_30_36_02 : Annual plugs
Pr_45_30_36_03 : Aquatic plant bare roots and clumps
Pr_45_30_36_04 : Aquatic plant bunches
Pr_45_30_36_05 : Aquatic plant pots and baskets
Pr_45_30_36_15 : Container-grown annuals
Pr_45_30_36_16 : Container-grown perennials
Pr_45_30_36_64 : Perennial clumps
Pr_45_30_36_65 : Perennial plugs
Pr_45_30_76 : Seeds
Pr_45_30_76_29 : Flower seeds
Pr_45_30_76_32 : Fruit seeds
Pr_45_30_76_34 : Grass seeds
Pr_45_30_76_48 : Locally collected seeds
Pr_45_30_76_77 : Site-grown temporary crop seeds
Pr_45_30_76_90 : Tree and shrub seeds
Pr_45_30_76_94 : Vegetable seeds
Pr_45_30_76_97 : Wildflower seeds
Pr_45_30_90 : Trees, shrubs and woody climbers
Pr_45_30_90_04 : Bare-root climbers
Pr_45_30_90_05 : Bare-root conifers
Pr_45_30_90_06 : Bare-root cutting-raised roses
Pr_45_30_90_07 : Bare-root fruit trees
Pr_45_30_90_08 : Bare-root shrubs
Pr_45_30_90_09 : Bare-root trees
Pr_45_30_90_10 : Bare-root budded roses
Pr_45_30_90_11 : Cell-grown conifers
Pr_45_30_90_12 : Cell-grown shrubs
Pr_45_30_90_13 : Cell-grown trees
Pr_45_30_90_14 : Container-grown bamboos
Pr_45_30_90_15 : Container-grown budded roses
Pr_45_30_90_16 : Container-grown climbers
Pr_45_30_90_17 : Container-grown conifers
Pr_45_30_90_18 : Container-grown cutting-raised roses
Pr_45_30_90_19 : Container-grown fruit trees
Pr_45_30_90_20 : Container-grown shrubs
Pr_45_30_90_21 : Container-grown trees
Pr_45_30_90_71 : Rootballed bamboos
Pr_45_30_90_72 : Rootballed conifers
Pr_45_30_90_73 : Rootballed shrubs
Pr_45_30_90_74 : Rootballed trees
Pr_45_31 : Formless flora and fauna products
Pr_45_31_03 : Animal biocides
Pr_45_31_03_08 : Biological controls
Pr_45_31_03_42 : Insecticides
Pr_45_31_03_64 : Poisons
Pr_45_31_03_72 : Rodenticides
Pr_45_31_03_96 : Worm control
Pr_45_31_37 : Herbicides
Pr_45_31_37_15 : Combined selective lawn herbicide and feed mixes
Pr_45_31_37_56 : Non-selective contact herbicides
Pr_45_31_37_57 : Non-selective residual herbicides
Pr_45_31_37_58 : Non-selective systemic herbicides
Pr_45_31_37_76 : Selective herbicides
Pr_45_31_52 : Microbial biocides
Pr_45_31_52_03 : Algaecides
Pr_45_31_52_07 : Biocides
Pr_45_31_52_31 : Fungicidal solutions
Pr_45_31_52_32 : Fungicides
Pr_45_31_52_55 : Non-oxidizing water treatment biocides
Pr_45_31_52_59 : Oxidizing water treatment biocides
Pr_45_31_52_62 : Plant fungicides
Pr_45_31_52_73 : Root sealers
Pr_45_31_52_86 : Surface biocides
Pr_45_31_52_97 : Vermicides
Pr_45_31_63 : Plant-based fibres
Pr_45_31_63_14 : Coir fibres
Pr_45_31_63_15 : Combed wheat reed
Pr_45_31_63_16 : Compostable plant material
Pr_45_31_63_30 : Flax fibres
Pr_45_31_63_37 : Hemp fibres
Pr_45_31_63_44 : Jute fibres
Pr_45_31_63_47 : Long straw
Pr_45_31_63_48 : Loose straw
Pr_45_31_63_56 : Natural bark
Pr_45_31_63_60 : Paper bales
Pr_45_31_63_64 : Playground bark
Pr_45_31_63_76 : Sedge
Pr_45_31_63_78 : Sisal fibres
Pr_45_31_63_80 : Sphagnum moss
Pr_45_31_63_84 : Straw bales
Pr_45_31_63_96 : Water reed
Pr_45_31_63_97 : Wood chips
Pr_45_31_63_98 : Wood fibres
Pr_45_31_89 : Topsoil, feeds and growing media
Pr_45_31_89_08 : Blood and bonemeal
Pr_45_31_89_15 : Compost dressings
Pr_45_31_89_16 : Composted materials
Pr_45_31_89_35 : Green roof substrate
Pr_45_31_89_41 : Imported growing media
Pr_45_31_89_42 : Imported topsoils
Pr_45_31_89_43 : Inorganic fertilizers
Pr_45_31_89_50 : Manufactured growing media
Pr_45_31_89_51 : Manufactured topsoils
Pr_45_31_89_52 : Manures
Pr_45_31_89_55 : Mycorrhizal inoculants
Pr_45_31_89_57 : Non-compost dressing for turf
Pr_45_31_89_58 : Organic fertilizers
Pr_45_31_89_75 : Sanitized and stabilized composts
Pr_45_31_89_80 : Soil amelioration aggregates
Pr_45_31_89_81 : Soil amelioration industrial by-products
Pr_45_31_89_82 : Soil amelioration minerals
Pr_45_31_89_83 : Soil conditioning agents
Pr_45_31_89_84 : Soil moisture retention additives
Pr_45_57 : Non-rigid sheet, mat and strip flora and fauna products
Pr_45_57_91 : Turf and pre-planted substrates
Pr_45_57_91_20 : Cultivated turf
Pr_45_57_91_56 : Natural turf
Pr_45_57_91_63 : Pre-planted coir rolls
Pr_45_57_91_64 : Pre-planted pallets
Pr_45_57_91_65 : Pre-planted vegetation blankets
Pr_45_57_91_67 : Pre-seeded mats
Pr_45_57_91_76 : Seeded area turf edging
Pr_45_63 : Plant support products
Pr_45_63_63 : Plant containers
Pr_45_63_63_02 : Aluminium divided modular units
Pr_45_63_63_03 : Aluminium edge retaining profiles
Pr_45_63_63_04 : Aluminium plant containers
Pr_45_63_63_05 : Aquatic plant containers
Pr_45_63_63_07 : Biodegradable plant containers
Pr_45_63_63_11 : Cast and wrought iron plant containers
Pr_45_63_63_15 : Concrete and reconstituted aggregate plant containers
Pr_45_63_63_17 : Cropping bags
Pr_45_63_63_22 : Divided modular planting units
Pr_45_63_63_29 : Flower pouches
Pr_45_63_63_34 : GRP and AC plant containers
Pr_45_63_63_36 : Hanging plant containers
Pr_45_63_63_37 : Herb planters
Pr_45_63_63_38 : Herb wheels
Pr_45_63_63_56 : Natural planting cassettes
Pr_45_63_63_62 : Plastics divided modular units
Pr_45_63_63_64 : Polymer plant containers
Pr_45_63_63_65 : Potato planters
Pr_45_63_63_72 : Round plant containers
Pr_45_63_63_80 : Square plant containers
Pr_45_63_63_81 : Stainless steel divided modular units
Pr_45_63_63_82 : Stainless steel edge retaining profiles
Pr_45_63_63_83 : Stainless steel plant containers
Pr_45_63_63_84 : Steel plant containers
Pr_45_63_63_85 : Stone plant containers
Pr_45_63_63_86 : Strawberry planters
Pr_45_63_63_87 : Terracotta plant containers
Pr_45_63_63_88 : Terrariums
Pr_45_63_63_89 : Treated timber plant containers
Pr_45_63_63_90 : Trough plant containers
Pr_45_63_63_92 : Untreated timber plant containers
Pr_45_63_63_94 : Vases
Pr_45_63_63_96 : Wall planters
Pr_45_63_63_97 : Window boxes
Pr_45_63_64 : Plant support and protection
Pr_45_63_64_11 : Canes
Pr_45_63_64_14 : Climbing plant supports
Pr_45_63_64_15 : Concrete tree surrounds
Pr_45_63_64_30 : Floral foam fixing media
Pr_45_63_64_63 : Plastics mesh reinforcement
Pr_45_63_64_66 : Polystyrene fixing media
Pr_45_63_64_67 : Protective fencing
Pr_45_63_64_72 : Rootball securing frames
Pr_45_63_64_78 : Shrub protectors
Pr_45_63_64_80 : Softwood pegs
Pr_45_63_64_83 : Stake ties
Pr_45_63_64_84 : Stakes
Pr_45_63_64_87 : Tree grilles
Pr_45_63_64_88 : Tree guards
Pr_45_63_64_89 : Tree protectors
Pr_45_63_64_90 : Trellises
Pr_50 : Fabric accessory products
Pr_60 : Services Source products
Pr_60_45 : Wastewater filtration and treatment products
Pr_60_45_01 : Aerator products
Pr_60_45_01_11 : Cascade trays
Pr_60_45_01_30 : Fine bubble diffuser manifold
Pr_60_45_01_37 : High speed vertical shaft surface aerator
Pr_60_45_01_38 : Horizontal shaft surface aerator
Pr_60_45_01_44 : Jet aeration manifold
Pr_60_45_01_48 : Low speed vertical shaft surface aerator
Pr_60_45_01_96 : Wind powered aerator
Pr_60_45_03 : Air blower products
Pr_60_45_03_12 : Centrifugal blowers
Pr_60_45_03_72 : Rotary lobe air blowers
Pr_60_45_03_73 : Rotary screw blowers
Pr_60_45_03_78 : Side channel blowers
Pr_60_45_07 : Biological filtration wastewater treatment products
Pr_60_45_07_21 : De hoxar separator
Pr_60_45_07_22 : Dissolved air flotation plant
Pr_60_45_07_23 : Disc filter
Pr_60_45_07_25 : Drum filter
Pr_60_45_07_46 : Lamella plate pack
Pr_60_45_07_51 : Membrane bio-reactor
Pr_60_45_07_60 : Packaged lamella unit
Pr_60_45_07_72 : Rotating biological contactor
Pr_60_45_12 : Centrifuge products
Pr_60_45_22 : Decanters
Pr_60_45_22_30 : Floating decanters
Pr_60_45_22_52 : Motor driven moving arm decanters
Pr_60_45_24 : Distributor products
Pr_60_45_24_52 : Motorized trickling filter distributor arms
Pr_60_45_24_60 : Paddlewheel trickling filter distributor arms
Pr_60_45_24_72 : Rotary reaction trickling filter distributor arms and syphons
Pr_60_45_24_90 : Turbine trickling filter distributor arms
Pr_60_45_29 : Filtration media products
Pr_60_45_29_14 : Clay trickling filter floor tiles
Pr_60_45_29_16 : Concrete trickling filter floor tiles
Pr_60_45_29_65 : Plastics structured cross flow media
Pr_60_45_29_70 : Random packed plastics media
Pr_60_45_30 : Flow control products
Pr_60_45_30_15 : Composite plastics penstock
Pr_60_45_30_23 : Diffuser drum
Pr_60_45_30_31 : Float activated flow control unit
Pr_60_45_30_52 : Metal penstock
Pr_60_45_30_83 : Stop gate
Pr_60_45_30_84 : Stop log
Pr_60_45_30_95 : Water baffle
Pr_60_45_30_96 : Weir gate
Pr_60_45_30_97 : Weir plate
Pr_60_45_33 : Grit trap products
Pr_60_45_33_17 : Cross-flow separator
Pr_60_45_33_57 : Non-powered vortex separator
Pr_60_45_33_65 : Powered vortex flow separator
Pr_60_45_34 : Grit classifier products
Pr_60_45_34_15 : Classifier vortex washer and de-waterer
Pr_60_45_34_71 : Reciprocating rake classifier
Pr_60_45_34_76 : Screw classifier
Pr_60_45_46 : Launder trough products
Pr_60_45_46_46 : Launder trough
Pr_60_45_58 : Odour control tank cover products
Pr_60_45_58_33 : Gas containment covers
Pr_60_45_58_58 : Odour control covers
Pr_60_45_74 : Scum removal products
Pr_60_45_74_30 : Fixed scum pipes
Pr_60_45_74_72 : Rotating scum pipes
Pr_60_45_74_75 : Scum beach
Pr_60_45_74_76 : Scum removal boards
Pr_60_45_74_77 : Scum removal valves
Pr_60_45_74_85 : Surface scum scrapers
Pr_60_45_76 : Sludge de-watering products
Pr_60_45_76_07 : Belt press
Pr_60_45_76_22 : Decanter centrifuge
Pr_60_45_76_65 : Plate press
Pr_60_45_78 : Sludge removal products
Pr_60_45_78_08 : Bottom sludge scrapers
Pr_60_45_78_12 : Chain and flight scrapers
Pr_60_45_78_72 : Rotating full bridge scrapers
Pr_60_45_78_73 : Rotating half bridge scrapers
Pr_60_45_78_78 : Siphon
Pr_60_45_79 : Sludge screening products
Pr_60_45_79_34 : Gravity sludge screen
Pr_60_45_79_65 : Pressurized sludge screen
Pr_60_45_80 : Sludge thickening products
Pr_60_45_80_24 : Drum thickener
Pr_60_45_80_34 : Gravity belt thickener
Pr_60_45_80_63 : Picket fence thickener
Pr_60_45_85 : Suspended growth and tertiary wastewater treatment products
Pr_60_45_90 : Wastewater and water mixer products
Pr_60_45_90_15 : Channel mixer
Pr_60_45_90_51 : Mechanical mixer
Pr_60_45_90_85 : Static pipe mixer
Pr_60_45_93 : Wastewater screenings treatment products
Pr_60_45_93_42 : Impeller and compactor tank wash
Pr_60_45_93_50 : Macerator and de-waterer tank wash
Pr_60_45_93_75 : Screw compactors
Pr_60_45_93_96 : Washer compactors
Pr_60_45_94 : Wastewater screening and water abstraction products
Pr_60_45_94_06 : Band screens
Pr_60_45_94_08 : Brushed and macerator combined screens
Pr_60_45_94_09 : Brushed screens
Pr_60_45_94_15 : Coanda screens
Pr_60_45_94_23 : Disc screens
Pr_60_45_94_25 : Drum screens
Pr_60_45_94_29 : Finescreens
Pr_60_45_94_30 : Flushing screens
Pr_60_45_94_34 : Grab screens
Pr_60_45_94_70 : Raked bar screens
Pr_60_45_94_72 : Rotary drum screens
Pr_60_45_94_73 : Rotating bar interceptors
Pr_60_45_94_78 : Slot screens
Pr_60_45_94_80 : Spiral and compaction combined screens
Pr_60_45_94_81 : Spiral screens
Pr_60_45_94_83 : Static perforated plate screens
Pr_60_45_94_84 : Static wedge wire screens
Pr_60_45_94_85 : Step screens
Pr_60_45_95 : Wastewater settlement products
Pr_60_45_95_15 : Conical glass reinforced plastics (GRP) settlement tanks
Pr_60_45_96 : Wastewater tank flushing products
Pr_60_45_96_14 : Circular tank flushing vessels
Pr_60_45_96_30 : Flushing gates
Pr_60_45_96_89 : Tipping troughs
Pr_60_45_96_94 : Vacuum operated storage reservoirs
Pr_60_50 : Tank, cylinder and vessel products
Pr_60_50_10 : Bulk storage tanks
Pr_60_50_10_34 : Glass fused steel tanks
Pr_60_50_10_64 : Plastics tanks
Pr_60_50_10_66 : Precast concrete modular tanks
Pr_60_50_20 : Cylinders and buffer vessels
Pr_60_50_20_02 : Accumulators
Pr_60_50_20_10 : Buffer vessels
Pr_60_50_20_21 : Direct hot water storage cylinders
Pr_60_50_20_22 : Direct insulated hot water combination units
Pr_60_50_20_23 : Double feed indirect hot water storage cylinders
Pr_60_50_20_24 : Double feed indirect insulated hot water combination units
Pr_60_50_20_25 : Dual coil hot water storage cylinders
Pr_60_50_20_28 : Expansion vessels
Pr_60_50_20_42 : Indirectly heated unvented hot water storage cylinders
Pr_60_50_20_77 : Single feed indirect insulated combination units
Pr_60_50_20_78 : Single feed indirect hot water storage cylinders
Pr_60_50_33 : Gas storage cylinders
Pr_60_50_33_14 : Compressed air cylinders
Pr_60_50_33_15 : Compressed gas cylinders
Pr_60_50_33_37 : High pressure fire extinguishing gas storage cylinders
Pr_60_50_33_46 : Liquefied gas cylinders
Pr_60_50_33_47 : Liquid oxygen cylinders
Pr_60_50_33_48 : Low pressure fire extinguishing gas storage cylinders
Pr_60_50_33_51 : Medical compressed gas cylinders
Pr_60_50_41 : Irrigation and water feature reservoirs
Pr_60_50_41_41 : Integral water features
Pr_60_50_41_53 : Modular irrigation reservoirs
Pr_60_50_41_65 : Pre-formed reservoirs
Pr_60_50_41_66 : Pre-formed rigid pond liners
Pr_60_50_41_77 : Sealed irrigation reservoirs
Pr_60_50_41_96 : Water feature container
Pr_60_50_46 : Liquid fuel tank accessories
Pr_60_50_46_45 : Liquid fuel tank contents gauge
Pr_60_50_46_46 : Liquid fuel tank drip trays
Pr_60_50_46_47 : Liquid fuel tank fill points
Pr_60_50_46_48 : Liquid fuel tank outflow heaters
Pr_60_50_46_49 : Liquid fuel tank heaters
Pr_60_50_46_59 : Overflow prevention devices
Pr_60_50_47 : Liquid fuel tanks
Pr_60_50_47_11 : Liquid fuel service tanks
Pr_60_50_47_12 : Carbon steel liquid fuel tanks
Pr_60_50_47_13 : Carbon steel oil tanks
Pr_60_50_47_34 : Glass reinforced plastics liquid fuel tanks
Pr_60_50_47_63 : Plastics oil tanks
Pr_60_50_47_64 : Plastics petrol and diesel tanks
Pr_60_50_47_84 : Stainless steel liquid fuel tanks
Pr_60_50_67 : Pressure storage vessels
Pr_60_50_67_31 : Foam fire fighting tanks
Pr_60_50_67_48 : Liquefied petroleum gas (LPG) storage vessels
Pr_60_50_67_52 : Metal liquid or gas pressure vessels
Pr_60_50_67_93 : Vacuum flasks
Pr_60_50_67_94 : Vacuum insulated evaporator (VIE) storage vessels
Pr_60_50_85 : Storage of solid materials
Pr_60_50_85_01 : Above ground storage containers for solid fuel
Pr_60_50_85_07 : Below ground storage containers for solid fuel
Pr_60_50_85_78 : Silos
Pr_60_50_96 : Water tanks and cisterns
Pr_60_50_96_15 : Concrete tanks
Pr_60_50_96_32 : Galvanized steel cisterns
Pr_60_50_96_33 : Galvanized steel tanks
Pr_60_50_96_34 : Glass reinforced plastics cisterns
Pr_60_50_96_35 : Glass reinforced pressure tanks
Pr_60_50_96_36 : Glass reinforced plastics tanks
Pr_60_50_96_52 : Moulded plastics tanks
Pr_60_50_96_53 : Moulded plastics cisterns
Pr_60_50_96_62 : Piped attenuation structure
Pr_60_50_96_64 : Polyethylene (PE) tanks
Pr_60_50_96_65 : Polypropylene (PP) tanks
Pr_60_50_96_70 : Rainwater storage butts
Pr_60_50_96_76 : Sectional carbon steel tanks
Pr_60_50_96_84 : Stainless steel tanks
Pr_60_55 : Liquid and gas source products
Pr_60_55_31 : Inlet connections and fill connections
Pr_60_55_31_29 : Foam inlet adaptors
Pr_60_55_31_30 : Foam inlet boxes
Pr_60_55_31_42 : Riser inlet breechings and boxes
Pr_60_55_31_47 : Liquefied petroleum gas (LPG) fill connections
Pr_60_55_31_96 : Water inlet adaptors
Pr_60_55_31_97 : Water inlet boxes
Pr_60_55_33 : Gas and vacuum generators
Pr_60_55_33_04 : Anaerobic digesters
Pr_60_55_33_13 : Chlorine generators
Pr_60_55_33_39 : Hydrogen generators
Pr_60_55_33_56 : Nitrogen generators
Pr_60_55_33_73 : Pressure swing adsorption (PSA) plant
Pr_60_55_33_94 : Vacuum plant
Pr_60_55_96 : Water treatment chemicals
Pr_60_55_96_06 : Bacteria and biofouling inhibitors
Pr_60_55_96_07 : Biocide chemicals
Pr_60_55_96_08 : Biodispersant chemicals
Pr_60_55_96_12 : Chlorination chemicals
Pr_60_55_96_15 : Corrosion inhibitor chemicals
Pr_60_55_96_16 : Corrosion inhibitor chemicals for closed circuits
Pr_60_55_96_21 : De-chlorination chemicals
Pr_60_55_96_22 : Dispersant chemicals
Pr_60_55_96_58 : Odour control chemicals
Pr_60_55_96_64 : pH correction chemicals
Pr_60_55_96_77 : Scale inhibitor chemicals
Pr_60_55_96_78 : Septicity control chemicals
Pr_60_55_96_79 : Settlement coagulants
Pr_60_55_96_96 : Water plumbosolvency reduction chemicals
Pr_60_55_97 : Water treatment products
Pr_60_55_97_02 : Alkalinity dosing units
Pr_60_55_97_06 : Bioaugmentation devices
Pr_60_55_97_07 : Biocide dosing pots
Pr_60_55_97_11 : Chemical disinfection devices
Pr_60_55_97_12 : Chemical dosing pots
Pr_60_55_97_13 : Chemical injectors
Pr_60_55_97_14 : Clarifiers
Pr_60_55_97_15 : Coagulant dosing units
Pr_60_55_97_20 : Deionisation units
Pr_60_55_97_21 : Desalination units
Pr_60_55_97_22 : Disinfectant dosing units
Pr_60_55_97_23 : Distillation units
Pr_60_55_97_24 : Drinking water nitrate removal devices
Pr_60_55_97_27 : Electrodialysis units
Pr_60_55_97_43 : Ion exchange demineralization units
Pr_60_55_97_44 : Ion exchange softening units
Pr_60_55_97_50 : Magnetic water conditioners
Pr_60_55_97_63 : pH control dosing units
Pr_60_55_97_72 : Reverse osmosis units
Pr_60_55_97_85 : Sterilizers
Pr_60_55_97_86 : Surface skimmers
Pr_60_55_97_93 : Ultra violet (UV) disinfection devices
Pr_60_55_97_95 : Water aerators
Pr_60_55_97_96 : Water conditioners
Pr_60_55_97_97 : Water treatment dosing pots
Pr_60_60 : Heating and cooling source products
Pr_60_60_08 : Boilers
Pr_60_60_08_24 : Dual fuel cast iron boilers
Pr_60_60_08_25 : Dual fuel steel shell boilers
Pr_60_60_08_33 : Gas fired boilers
Pr_60_60_08_34 : Gas fired condensing boilers
Pr_60_60_08_35 : Gas fired cast iron boilers
Pr_60_60_08_36 : Gas fired steel shell boilers
Pr_60_60_08_37 : Gas fired water tube boilers
Pr_60_60_08_58 : Oil fired cast iron boilers
Pr_60_60_08_59 : Oil fired steel shell boilers
Pr_60_60_08_60 : Oil fired water tube boilers
Pr_60_60_08_80 : Solid fuel cast iron boilers
Pr_60_60_08_81 : Solid fuel steel shell boilers
Pr_60_60_10 : Burners
Pr_60_60_10_03 : Atmospheric gas burners
Pr_60_60_10_05 : Atomizing oil burners
Pr_60_60_10_29 : Forced draught dual fuel burners
Pr_60_60_10_30 : Forced draught gas burners
Pr_60_60_10_31 : Forced draught oil burners
Pr_60_60_10_65 : Pre-mix gas burners
Pr_60_60_13 : Chillers and cooling towers
Pr_60_60_13_01 : Adsorption chillers
Pr_60_60_13_04 : Air cooled liquid chillers
Pr_60_60_13_14 : Closed circuit cooling towers
Pr_60_60_13_22 : Direct fired absorption liquid chillers
Pr_60_60_13_27 : Electric driven refrigerant compressors
Pr_60_60_13_33 : Gas engine driven refrigerant compressors
Pr_60_60_13_38 : Hot water fired absorption liquid chillers
Pr_60_60_13_59 : Open circuit cooling towers
Pr_60_60_13_84 : Steam fired absorption liquid chillers
Pr_60_60_13_96 : Water cooled liquid chillers
Pr_60_60_36 : Heat recovery distribution equipment
Pr_60_60_36_26 : Economizers
Pr_60_60_36_36 : Heat pipes
Pr_60_60_36_60 : Passive heat exchangers
Pr_60_60_36_62 : Plate recuperators
Pr_60_60_36_72 : Regenerators
Pr_60_60_36_74 : Run-around coils
Pr_60_60_36_88 : Thermal wheels
Pr_60_60_38 : Calorifiers and plate heat exchangers
Pr_60_60_38_38 : Hot water non-storage calorifiers
Pr_60_60_38_42 : Instantaneous plate heat exchangers
Pr_60_60_38_62 : Plate heat exchangers
Pr_60_60_38_84 : Steam to water non-storage calorifiers
Pr_60_60_38_85 : Storage calorifiers
Pr_60_60_81 : Solar heat collectors
Pr_60_60_81_26 : Evacuated tube solar collectors
Pr_60_60_81_30 : Flat plate solar collectors
Pr_60_60_81_80 : Solar heat stores
Pr_60_60_81_81 : Solar trackers
Pr_60_60_83 : Solid fuel and waste handling equipment
Pr_60_60_83_05 : Ash handling equipment
Pr_60_60_83_81 : Solid fuel handling equipment
Pr_60_60_84 : Steam generators
Pr_60_60_84_14 : Clean steam generators
Pr_60_60_96 : Water heaters
Pr_60_60_96_26 : Electric instantaneous shower units
Pr_60_60_96_27 : Electric instantaneous water heaters
Pr_60_60_96_28 : Electric storage water heaters
Pr_60_60_96_33 : Gas-fired instantaneous water heaters
Pr_60_60_96_34 : Gas-fired storage water heaters
Pr_60_60_96_42 : Immersion heaters
Pr_60_65 : Air and fume source products
Pr_60_65_03 : Air handling units
Pr_60_65_03_86 : Supply air handling units
Pr_60_65_03_87 : Supply and return air handling units
Pr_60_65_31 : Fume cupboards and safety cabinets
Pr_60_65_31_33 : General-purpose fume cupboards
Pr_60_65_31_46 : Laminar flow cabinets
Pr_60_65_31_52 : Microbiological safety cabinets
Pr_60_65_31_71 : Recirculatory filtration fume cupboards
Pr_60_65_31_76 : School fume cupboards
Pr_60_65_31_94 : Variable air volume fume cupboards
Pr_60_65_37 : Heating and cooling coils
Pr_60_65_37_12 : Chilled water cooling coils
Pr_60_65_37_27 : Electric heater batteries
Pr_60_65_37_33 : Gas fired heater batteries
Pr_60_65_37_41 : Intercooler
Pr_60_65_37_47 : Low temperature hot water heating coils
Pr_60_65_37_72 : Refrigerant cooling coils
Pr_60_65_94 : Ventilation hoods and extract points
Pr_60_65_94_29 : Fume capturing hoods
Pr_60_65_94_30 : Fume enclosing hoods
Pr_60_65_94_31 : Fume receiving hoods
Pr_60_65_94_32 : Fume extract points
Pr_60_65_94_45 : Kitchen canopies
Pr_60_65_94_46 : Kitchen extractor hoods
Pr_60_65_94_94 : Vehicle exhaust nozzles
Pr_60_70 : Power supply products
Pr_60_70_06 : Batteries and chargers
Pr_60_70_06_05 : Automatic battery chargers
Pr_60_70_06_06 : Backup battery supply
Pr_60_70_06_12 : Central battery supply units
Pr_60_70_06_23 : Direct current battery charge controllers
Pr_60_70_06_27 : Electric vehicle chargers
Pr_60_70_06_65 : Power conditioning units
Pr_60_70_06_67 : PV generator junction boxes
Pr_60_70_06_71 : Rechargeable dry cell battery chargers
Pr_60_70_06_76 : Sealed lead acid batteries
Pr_60_70_06_77 : Sealed nickel cadmium batteries
Pr_60_70_06_94 : Valve regulated (sealed) lead acid
Pr_60_70_06_95 : Vented lead acid batteries
Pr_60_70_06_96 : Vented nickel cadmium batteries
Pr_60_70_22 : Distribution boxes and switchboards
Pr_60_70_22_11 : Cable distribution cabinets
Pr_60_70_22_15 : Consumer units
Pr_60_70_22_19 : Cubicle switchboards
Pr_60_70_22_22 : Distribution boards
Pr_60_70_22_28 : Extension boxes
Pr_60_70_22_46 : Lighting distribution boxes
Pr_60_70_22_50 : Master distribution boxes
Pr_60_70_22_79 : Slave distribution boxes
Pr_60_70_22_80 : Spreader boxes
Pr_60_70_28 : Extra high voltage switchgear
Pr_60_70_36 : High voltage switchgear and transformers
Pr_60_70_36_06 : High voltage busbar metering panels
Pr_60_70_36_07 : High voltage bus-section panel
Pr_60_70_36_12 : High voltage circuit breakers
Pr_60_70_36_22 : High voltage disconnectors
Pr_60_70_36_24 : High voltage dry type transformers
Pr_60_70_36_26 : High voltage earthing switches
Pr_60_70_36_30 : High voltage liquid immersed transformers
Pr_60_70_36_37 : High voltage fuses
Pr_60_70_36_53 : High voltage modular switchboards
Pr_60_70_36_72 : High voltage ring main units
Pr_60_70_36_75 : High voltage safety matting
Pr_60_70_36_80 : High voltage switch-disconnectors
Pr_60_70_36_81 : High voltage switch-fuse combinations
Pr_60_70_36_82 : High voltage switches
Pr_60_70_36_83 : High voltage switchgear protection and control modules
Pr_60_70_36_94 : High voltage vacuum circuit breaker panels
Pr_60_70_48 : Low voltage switchgear
Pr_60_70_48_05 : Automatic transfer switching equipment (TSE)
Pr_60_70_48_06 : Busbar chambers
Pr_60_70_48_07 : Busbar trunking feed units
Pr_60_70_48_08 : Busbar trunking fire barrier units
Pr_60_70_48_09 : Busbar trunking tap-off units
Pr_60_70_48_11 : Changeover switches
Pr_60_70_48_27 : Electrical cut outs
Pr_60_70_48_30 : Fireman’s emergency switches
Pr_60_70_48_44 : Low voltage fuse-switch disconnectors
Pr_60_70_48_45 : Low voltage safety matting
Pr_60_70_48_46 : Low voltage switch-disconnector fuses
Pr_60_70_48_47 : Low voltage switch disconnectors
Pr_60_70_48_48 : Low voltage switches
Pr_60_70_48_49 : Low voltage switchgear tripping units
Pr_60_70_48_62 : Photovoltaic array junction boxes
Pr_60_70_48_63 : Photovoltaic generator junction boxes
Pr_60_70_48_66 : Power busbar trunking
Pr_60_70_64 : Power conditioning supply equipment
Pr_60_70_64_86 : Static inverter power supply units
Pr_60_70_64_93 : Uninterruptible power supply (UPS) units
Pr_60_70_64_94 : Uninterruptible power supply (UPS) remote alarm panels
Pr_60_70_65 : Power generators, engines and packaged combined heat and power (CHP) units
Pr_60_70_65_03 : Alternators
Pr_60_70_65_05 : Automatic voltage regulators
Pr_60_70_65_32 : Gas turbines (CCGT)
Pr_60_70_65_33 : Generator control panels
Pr_60_70_65_34 : Generator sets
Pr_60_70_65_35 : Governors
Pr_60_70_65_37 : Horizontal axis wind turbines (HAWT)
Pr_60_70_65_39 : Hydro turbines
Pr_60_70_65_41 : Internal combustion engines
Pr_60_70_65_47 : Load banks
Pr_60_70_65_58 : Offshore wind turbines
Pr_60_70_65_59 : Onshore wind turbines
Pr_60_70_65_60 : Packaged combined heat and power (CHP) units
Pr_60_70_65_63 : Photovoltaic modules
Pr_60_70_65_94 : Vertical axis wind turbines (VAWT)
Pr_60_70_65_97 : Wind turbine controllers
Pr_60_75 : Communications source products
Pr_60_75_01 : Antennae and satellite dishes
Pr_60_75_01_22 : Digital audio broadcasting (DAB) antennae
Pr_60_75_01_31 : Frequency modulation (FM) antennae
Pr_60_75_01_75 : Satellite dishes
Pr_60_75_01_92 : Ultra-high frequency (UHF) antennae
Pr_60_75_03 : Audio and video players and recorders
Pr_60_75_03_07 : Blu-ray players
Pr_60_75_03_11 : Cassette players
Pr_60_75_03_15 : Compact disc players
Pr_60_75_03_22 : Digital video recorders
Pr_60_75_03_56 : Network video recorders
Pr_60_75_03_70 : Radio tuners
Pr_60_75_03_87 : Time lapse video recorders
Pr_60_75_06 : Audio input devices
Pr_60_75_06_53 : Microphones
Pr_60_75_06_60 : Paging consoles
Pr_60_75_08 : Audio and visual source products
Pr_60_75_08_01 : Artificial reverberation, time delay and frequency shift equipment
Pr_60_75_08_02 : Audio amplifiers
Pr_60_75_08_03 : Audio equalizers
Pr_60_75_08_04 : Automatic announcement equipment
Pr_60_75_08_05 : Auxiliary passive elements
Pr_60_75_08_23 : Diplexers
Pr_60_75_08_28 : External source input points
Pr_60_75_08_46 : Launch amplifiers
Pr_60_75_08_48 : Local volume controls
Pr_60_75_08_50 : Masthead amplifiers
Pr_60_75_08_52 : Mixer amplifiers
Pr_60_75_08_54 : Mixers
Pr_60_75_08_55 : Multiswitches
Pr_60_75_08_63 : Pre-amplifiers
Pr_60_75_08_71 : Remote microphone input points
Pr_60_75_08_78 : Splitters
Pr_60_75_78 : Signal transmitters
Pr_60_75_78_90 : Telemetry transmitters
Pr_60_75_78_91 : Television equalizers
Pr_60_75_86 : Surveillance cameras, monitors and ancillaries
Pr_60_75_86_01 : ANPR cameras
Pr_60_75_86_07 : Box cameras
Pr_60_75_86_09 : Bullet cameras
Pr_60_75_86_10 : Covert cameras
Pr_60_75_86_11 : CCTV matrix switch controllers
Pr_60_75_86_12 : CCTV telemetry receivers
Pr_60_75_86_13 : CCTV telemetry transmitters
Pr_60_75_86_21 : Day night cameras
Pr_60_75_86_24 : Dome cameras
Pr_60_75_86_41 : Infra-red cameras
Pr_60_75_86_60 : Pan and tilt units
Pr_60_75_86_65 : PTZ cameras
Pr_60_75_86_79 : Surveillance monitors
Pr_60_75_86_80 : Survey cameras
Pr_60_75_86_90 : Traffic enforcement cameras
Pr_65 : Services distribution products
Pr_65_12 : Chutes
Pr_65_12_70 : Refuse and linen chutes
Pr_65_12_70_22 : Disposal chutes
Pr_65_12_70_47 : Linen chutes
Pr_65_12_71 : Refuse and linen chute accessories
Pr_65_12_71_12 : Chute cleaning mechanisms
Pr_65_12_71_72 : Refuse and recycling separators
Pr_65_50 : Gutter and fitting products
Pr_65_50_35 : Gutters and accessories
Pr_65_50_35_02 : Aluminium combined fascias, soffits and gutters
Pr_65_50_35_04 : Aluminium composite boundary wall or valley gutters
Pr_65_50_35_06 : Aluminium eaves gutters
Pr_65_50_35_08 : Aluminium boundary wall or valley gutters
Pr_65_50_35_11 : Cast iron eaves gutters
Pr_65_50_35_15 : Copper eaves gutters
Pr_65_50_35_26 : Eaves gutter leaf guards
Pr_65_50_35_27 : Galvanized steel boundary wall or valley gutters
Pr_65_50_35_28 : Galvanized steel chambered gutters
Pr_65_50_35_29 : Galvanized steel combined fascias, soffits and gutters
Pr_65_50_35_30 : Galvanized steel composite gutters
Pr_65_50_35_31 : Galvanized steel eaves gutters
Pr_65_50_35_33 : Glass reinforced plastics (GRP) boundary wall or valley gutters
Pr_65_50_35_34 : Glass reinforced plastics (GRP) composite boundary wall or valley gutters
Pr_65_50_35_35 : Glass reinforced plastics (GRP) eaves gutters
Pr_65_50_35_36 : Glass reinforced plastics (GRP) roof gutters
Pr_65_50_35_37 : Gravity rainwater outlets
Pr_65_50_35_38 : Gutter linings
Pr_65_50_35_40 : Hot dip precoated carbon steel combined fascias, soffits and gutters
Pr_65_50_35_42 : Hot dip precoated carbon steel eaves gutters
Pr_65_50_35_47 : Lead rainwater chutes
Pr_65_50_35_68 : Rainwater hoppers
Pr_65_50_35_70 : Rainwater pipe diverter units
Pr_65_50_35_72 : Rainwater weirs
Pr_65_50_35_81 : Siphonic rainwater outlets
Pr_65_50_35_82 : Stainless steel eaves gutters
Pr_65_50_35_83 : Stainless steel rainwater chutes
Pr_65_50_35_92 : Unplasticized polyvinylchloride (PVC-U) eaves gutters
Pr_65_50_35_98 : Zinc eaves gutters
Pr_65_50_35_99 : Zinc rainwater chutes
Pr_65_52 : Pipe, tube and fitting products
Pr_65_52_01 : Access and inspection chambers and gullies
Pr_65_52_01_01 : Access and inspection chambers
Pr_65_52_01_02 : Access covers and frames
Pr_65_52_01_03 : Access gratings
Pr_65_52_01_04 : Aluminium inspection chambers
Pr_65_52_01_08 : Carbon steel edge strips and frames
Pr_65_52_01_09 : Carbon steel inspection chambers
Pr_65_52_01_14 : Concrete access cover seatings
Pr_65_52_01_16 : Concrete inspection chamber sections
Pr_65_52_01_17 : Concrete inspection chamber cover slabs
Pr_65_52_01_18 : Concrete inspection chamber shaft sections
Pr_65_52_01_19 : Concrete inspection chamber transition sections
Pr_65_52_01_20 : Concrete manhole base units
Pr_65_52_01_21 : Concrete manhole chamber sections
Pr_65_52_01_22 : Concrete manhole shaft sections
Pr_65_52_01_23 : Concrete manhole transition sections
Pr_65_52_01_24 : Concrete manholes and soakaway cover slabs
Pr_65_52_01_25 : Concrete soakaway shaft sections
Pr_65_52_01_50 : Manhole covers and frames
Pr_65_52_01_58 : Orifice plate drainage flow controllers
Pr_65_52_01_60 : Plastics access and inspection chambers
Pr_65_52_01_61 : Plastics below-ground access or equipment chambers
Pr_65_52_01_62 : Plastics channels for access chambers
Pr_65_52_01_63 : Plastics distribution and sampling chambers
Pr_65_52_01_64 : Plastics inspection chambers
Pr_65_52_01_65 : Plastics mini inspection chambers
Pr_65_52_01_66 : Plastics restricted access inspection shafts
Pr_65_52_01_67 : Plastics sealed access pipes
Pr_65_52_01_68 : Preformed access ducts
Pr_65_52_01_72 : Recycled polyethylene (PE) inspection chambers
Pr_65_52_01_83 : Stainless steel edge strips and frames
Pr_65_52_01_84 : Stainless steel inspection chambers
Pr_65_52_01_86 : Surface boxes
Pr_65_52_01_95 : Vortex flow drainage controllers
Pr_65_52_07 : Below-ground and pressure drainage pipes and fittings
Pr_65_52_07_13 : Clay below-ground drainage pipes and fittings
Pr_65_52_07_15 : Concrete perforated below-ground drainage pipes and fittings for flexible jointing
Pr_65_52_07_16 : Concrete plain wall below-ground drainage pipes and fittings for flexible jointing
Pr_65_52_07_25 : Ductile iron pressure pipes and fittings
Pr_65_52_07_28 : Flexible couplings between below-ground drainage pipes
Pr_65_52_07_34 : Grey cast iron below-ground drainage pipes and fittings
Pr_65_52_07_36 : High-density polyethylene (HDPE) pressure pipes and fittings
Pr_65_52_07_38 : High-density polyethylene (HDPE) structured wall below-ground drainage pipes and fittings for flexible jointing
Pr_65_52_07_39 : High-density polyethylene (HDPE) structured wall below-ground drainage pipes and fittings for welded jointing
Pr_65_52_07_40 : High-density polyethylene (HDPE) structured wall perforated below-ground drainage pipes and fittings for flexible jointing
Pr_65_52_07_58 : Oriented unplasticized polyvinylchloride (PVC-O) pressure pipes and fittings
Pr_65_52_07_63 : Plastics flexible (coil) perforated wall below-ground drainage pipes and fittings
Pr_65_52_07_64 : Polypropylene (PP) solid wall below-ground drainage pipes and fittings for flexible jointing
Pr_65_52_07_65 : Polypropylene (PP) structured wall below-ground drainage pipes and fittings for flexible jointing
Pr_65_52_07_66 : Polypropylene (PP) structured wall perforated below-ground drainage pipes and fittings for flexible jointing
Pr_65_52_07_67 : Polypropylene (PP) structured wall below-ground drainage pipes and fittings for welded jointing
Pr_65_52_07_75 : Saddle connectors to below-ground drainage pipes
Pr_65_52_07_84 : Steel reinforced polyethylene composite structured wall below ground drainage pipelines for flexible jointing
Pr_65_52_07_87 : Unplasticized polyvinylchloride (PVC-U) pressure pipes and fittings
Pr_65_52_07_88 : Unplasticized polyvinylchloride (PVC-U) solid wall below-ground drainage pipe and fittings for flexible jointing
Pr_65_52_07_89 : Unplasticized polyvinylchloride (PVC-U) solid wall perforated below-ground drainage pipes and fittings for flexible jointing
Pr_65_52_07_90 : Unplasticized polyvinylchloride (PVC-U) structured wall below-ground drainage pipes and fittings for flexible jointing
Pr_65_52_07_91 : Unplasticized polyvinylchloride (PVC-U) structured wall perforated below-ground drainage pipe and fittings for flexible jointing
Pr_65_52_07_92 : Unplasticized polyvinylchloride alloy (PVC-A) pressure pipes and fittings
Pr_65_52_07_94 : Vitrified clay perforated below-ground drainage pipes and fittings for flexible jointing
Pr_65_52_07_96 : Vitrified clay plain wall below-ground drainage open butt joint pipes (land drainage tiles) and fittings
Pr_65_52_07_97 : Vitrified clay plain wall below-ground drainage pipes and fittings for flexible jointing
Pr_65_52_07_98 : Vitrified clay plain wall below-ground drainage pipes and fittings for rigid jointing
Pr_65_52_20 : Culverts
Pr_65_52_20_15 : Concrete arch culverts
Pr_65_52_20_16 : Concrete box culverts
Pr_65_52_20_17 : Concrete bridge culverts
Pr_65_52_20_18 : Concrete pipe arch culverts
Pr_65_52_20_19 : Concrete pipe culverts
Pr_65_52_20_20 : Corrugated steel pipe culverts
Pr_65_52_20_84 : Structural plate corrugated steel pipe culverts
Pr_65_52_24 : Drainage gullies and channels
Pr_65_52_24_02 : Adaptors for above-ground pipe connections to clay drainage pipelines
Pr_65_52_24_03 : Adaptors for above-ground pipe connections to plastics drainage pipelines
Pr_65_52_24_11 : Carriageway kerb and drainage channels
Pr_65_52_24_12 : Cast iron composite gullies
Pr_65_52_24_13 : Cast iron one piece gullies
Pr_65_52_24_14 : Cast iron rodding eyes
Pr_65_52_24_15 : Cast iron sealed access pipes
Pr_65_52_24_18 : Concrete one piece gullies
Pr_65_52_24_24 : Drainage channels with gratings
Pr_65_52_24_26 : Filtration drainage channels
Pr_65_52_24_28 : Floor channels
Pr_65_52_24_29 : Floor channel covers and gratings
Pr_65_52_24_30 : Floor gully covers and gratings
Pr_65_52_24_31 : Floor gullies
Pr_65_52_24_47 : Linear slot drainage channels
Pr_65_52_24_59 : Plastics composite gullies
Pr_65_52_24_60 : Plastics one piece gullies
Pr_65_52_24_61 : Plastics rodding eyes
Pr_65_52_24_64 : Polypropylene (PP) composite gullies
Pr_65_52_24_65 : Polypropylene (PP) one piece gullies
Pr_65_52_24_73 : Rat barrier pipes
Pr_65_52_24_91 : Vitrified clay access chamber channels
Pr_65_52_24_92 : Vitrified clay composite gullies
Pr_65_52_24_94 : Vitrified clay one piece gullies
Pr_65_52_24_95 : Vitrified clay rodding eyes
Pr_65_52_24_96 : Vitrified clay sealed access pipes
Pr_65_52_25 : Drainage traps and accessories
Pr_65_52_25_06 : Below-ground grease traps and converters
Pr_65_52_25_15 : Concrete silt traps
Pr_65_52_25_23 : Depressurization sumps
Pr_65_52_25_32 : Free-standing grease traps and converters
Pr_65_52_25_60 : Petrol interceptors
Pr_65_52_25_62 : Plastics silt traps
Pr_65_52_25_72 : Reverse action interceptors
Pr_65_52_25_75 : Sanitary appliance traps
Pr_65_52_25_78 : Silt buckets
Pr_65_52_25_93 : Vitrified clay interceptor traps
Pr_65_52_25_96 : Vitrified clay silt traps
Pr_65_52_25_98 : Waste traps
Pr_65_52_34 : Gauges and sight glasses
Pr_65_52_34_08 : Bourdon tube pressure gauges
Pr_65_52_34_15 : Combined steam sight glass and check valves
Pr_65_52_34_16 : Contents gauges
Pr_65_52_34_18 : Contents sight glasses
Pr_65_52_34_22 : Differential pressure gauges
Pr_65_52_34_24 : Double window steam sight glasses
Pr_65_52_34_50 : Manometers
Pr_65_52_34_55 : Multi window steam sight glasses
Pr_65_52_34_65 : Pressure and altitude gauges
Pr_65_52_34_66 : Pressure gauges
Pr_65_52_34_77 : Single window steam sight glasses
Pr_65_52_34_88 : Temperature gauges
Pr_65_52_38 : Hoses and hose reels
Pr_65_52_38_14 : Compressed air coil hoses
Pr_65_52_38_15 : Compressed air hose couplings
Pr_65_52_38_16 : Compressed air hose reel balancers
Pr_65_52_38_18 : Compressed air hose reels
Pr_65_52_38_20 : Crushproof vehicle exhaust hoses
Pr_65_52_38_30 : Fire hose reels
Pr_65_52_38_31 : Flat irrigation hoses
Pr_65_52_38_32 : Foam hose couplings
Pr_65_52_38_33 : Gas hose reels
Pr_65_52_38_42 : Irrigation hoses
Pr_65_52_38_84 : Spiral compressed air hoses
Pr_65_52_38_85 : Spiral plastics hoses
Pr_65_52_38_86 : Spring balancer vehicle exhaust hose supports
Pr_65_52_38_94 : Vehicle exhaust hose reels
Pr_65_52_38_95 : Water hose reels
Pr_65_52_38_96 : Water hoses
Pr_65_52_38_97 : Water fire extinguishing hose couplings
Pr_65_52_38_98 : WC washdown hoses
Pr_65_52_61 : Pipe accessories
Pr_65_52_61_04 : Anti-climb pipe covers
Pr_65_52_61_15 : Concealed intumescent pipe collars
Pr_65_52_61_22 : Dirt pockets
Pr_65_52_61_23 : Discharge and ventilating stack terminations
Pr_65_52_61_28 : Electrical resistance surface trace heating
Pr_65_52_61_29 : Electrical resistance surface trace heating for hazardous environments
Pr_65_52_61_42 : Insulated wrap pipe collars
Pr_65_52_61_50 : Masking plates
Pr_65_52_61_61 : Pipeducts
Pr_65_52_61_62 : Pipeline supports
Pr_65_52_61_63 : Pipe sleeves
Pr_65_52_61_65 : Plastics ducts for electric cables
Pr_65_52_61_86 : Surface-mounted intumescent pipe collars
Pr_65_52_61_91 : Tundishes
Pr_65_52_62 : Pipe jointing materials
Pr_65_52_62_09 : Brazing compound
Pr_65_52_62_11 : Caulking rope
Pr_65_52_62_27 : Elastomeric ring seals
Pr_65_52_62_29 : Flange jointing rings for copper flanges
Pr_65_52_62_30 : Flange jointing rings for stainless steel flanges
Pr_65_52_62_31 : Flange jointing rings for steel flanges
Pr_65_52_62_32 : Flux
Pr_65_52_62_36 : Hemp and paste
Pr_65_52_62_65 : Polytetrafluoroethylene (PTFE) joint tape
Pr_65_52_62_71 : Resin modified cement
Pr_65_52_62_81 : Solder
Pr_65_52_62_82 : Solvent welding cement
Pr_65_52_63 : Pipes and fittings
Pr_65_52_63_02 : Acrylonitrile butadiene styrene (ABS) pipes and fittings
Pr_65_52_63_04 : Aluminium rainwater pipe and fittings
Pr_65_52_63_08 : Borosilicate glass pipe and fittings
Pr_65_52_63_10 : Carbon steel pipe and fittings
Pr_65_52_63_11 : Cast iron rainwater pipe and fittings
Pr_65_52_63_12 : Cast iron drainage pipe and fittings
Pr_65_52_63_13 : Chlorinated polyvinylchloride (PVC-C) pipe and fittings
Pr_65_52_63_14 : Chlorinated polyvinylchloride (PVC-C) pipelines
Pr_65_52_63_15 : Concrete perforated pipes and fittings
Pr_65_52_63_16 : Concrete pipes and fittings
Pr_65_52_63_17 : Copper pipelines
Pr_65_52_63_18 : Copper pipeline fittings
Pr_65_52_63_19 : Copper rainwater pipes and fittings
Pr_65_52_63_20 : Copper refrigerant pipelines
Pr_65_52_63_21 : Copper waste water pipe and fittings
Pr_65_52_63_22 : Corrugated stainless steel pipes and fittings
Pr_65_52_63_23 : Cross-linked polyethylene (PE-X) pipes and fittings
Pr_65_52_63_25 : Ductile iron pipes and fittings
Pr_65_52_63_31 : Galvanized steel rainwater pipe and fittings
Pr_65_52_63_32 : Glass pipelines
Pr_65_52_63_33 : Glass reinforced plastics (GRP) pressure pipes and fittings
Pr_65_52_63_34 : Glass reinforced plastics (GRP) rainwater pipes and fittings
Pr_65_52_63_46 : Lead pipes and fittings
Pr_65_52_63_50 : Medical gas copper tube
Pr_65_52_63_52 : Modified unplasticized polyvinylchloride (MUPVC) pipes and fittings
Pr_65_52_63_54 : Multilayer pipelines for gaseous fuels
Pr_65_52_63_55 : Multilayer pipelines for water
Pr_65_52_63_60 : Polybutylene (PB) pipes and fittings
Pr_65_52_63_61 : Polyethylene (PE) drainage pipe and fittings
Pr_65_52_63_62 : Polyethylene (PE) gaseous fuel pipes and fittings
Pr_65_52_63_63 : Polyethylene (PE) water pipes and fittings
Pr_65_52_63_65 : Polypropylene (PP) pipelines
Pr_65_52_63_66 : Polypropylene (PP) solid wall pipes and fittings
Pr_65_52_63_67 : Polypropylene (PP) structured wall pipes and fittings
Pr_65_52_63_68 : Pre-insulated pipelines
Pr_65_52_63_70 : Propylene co-polymer pressure pipes and fittings
Pr_65_52_63_78 : Stainless steel pipelines
Pr_65_52_63_79 : Stainless steel pipeline fittings
Pr_65_52_63_80 : Stainless steel rainwater pipes and fittings
Pr_65_52_63_81 : Stainless steel waste water pipes and fittings
Pr_65_52_63_82 : Steel pipelines
Pr_65_52_63_83 : Steel pipeline fittings
Pr_65_52_63_87 : Unplasticized polyvinylchloride (PVC-U) drainage pipe and fittings
Pr_65_52_63_88 : Unplasticized polyvinylchloride (PVC-U) rainwater pipes and fittings
Pr_65_52_63_89 : Unplasticized polyvinylchloride (PVC-U) pipelines
Pr_65_52_63_90 : Unplasticized polyvinylchloride (PVC-U) solid wall pipes and fittings
Pr_65_52_63_91 : Unplasticized polyvinylchloride (PVC-U) structured wall perforated pipes and fittings
Pr_65_52_63_92 : Unplasticized polyvinylchloride (PVC-U) structured wall pipes and fittings
Pr_65_52_63_93 : Unplasticized polyvinylchloride alloy (PVC-A) pipes and fittings
Pr_65_52_63_94 : Vitrified clay perforated pipes and fittings
Pr_65_52_63_95 : Vitrified clay plain wall open butt joint pipes and fittings
Pr_65_52_63_96 : Vitrified clay plain wall pipes and fittings
Pr_65_52_63_99 : Zinc rainwater pipes and fittings
Pr_65_53 : Pump products
Pr_65_53_24 : Drainage pumps
Pr_65_53_24_80 : Small bore discharge macerator and pumps
Pr_65_53_24_81 : Small bore discharge pumps
Pr_65_53_24_86 : Submersible pumps
Pr_65_53_86 : Supply and exhaust pumps
Pr_65_53_86_05 : Automatic condensate pumps
Pr_65_53_86_07 : Belt driven end suction pumps
Pr_65_53_86_11 : Canned rotor pumps
Pr_65_53_86_12 : Centrifugal pumps
Pr_65_53_86_13 : Close-coupled end suction pumps
Pr_65_53_86_15 : Close-coupled in line pumps
Pr_65_53_86_17 : Condensate recovery units
Pr_65_53_86_32 : Fuel oil transfer pumps
Pr_65_53_86_33 : Gas boosters
Pr_65_53_86_50 : Medical gas exhauster units
Pr_65_53_86_51 : Metering pumps
Pr_65_53_86_55 : Multi-stage pumps
Pr_65_53_86_66 : Pressure booster pumps
Pr_65_53_86_68 : Pressurization units
Pr_65_53_86_86 : Suction pumps
Pr_65_53_96 : Water supply pumps
Pr_65_53_96_02 : Air lift pumps
Pr_65_53_96_05 : Axially split casing pump units
Pr_65_53_96_06 : Back pull-out end suction pump units
Pr_65_53_96_23 : Double disc pumps
Pr_65_53_96_50 : Macerator
Pr_65_53_96_63 : Peristaltic pumps
Pr_65_53_96_64 : Positive displacement pumps
Pr_65_53_96_65 : Positive inlet pressure booster sets
Pr_65_53_96_66 : Progressing cavity pump units
Pr_65_53_96_70 : Ram pumps
Pr_65_53_96_73 : Rotary lobe pumps
Pr_65_53_96_75 : Screw pumps
Pr_65_53_96_78 : Single diaphragm pump units
Pr_65_53_96_80 : Solids handling pump units
Pr_65_53_96_84 : Submersible borehole pump unit
Pr_65_53_96_85 : Submersible pump units
Pr_65_53_96_94 : Vertically suspended bowl type pump unit
Pr_65_53_96_95 : Volute casing dry well centrifugal sewage and sludge pump unit
Pr_65_54 : Valve products
Pr_65_54_24 : Drainage valves
Pr_65_54_24_02 : Air admittance valves
Pr_65_54_24_04 : Anti-flood valves
Pr_65_54_30 : Fire fighting valves and devices
Pr_65_54_30_10 : Caps and chains
Pr_65_54_30_11 : Carbon dioxide odorizing devices
Pr_65_54_30_12 : Check and non-return valves
Pr_65_54_30_15 : Container gas fire extinguishing valves
Pr_65_54_30_22 : Deluge valves
Pr_65_54_30_24 : Dry riser landing valves
Pr_65_54_30_30 : Fire fighting alarm devices
Pr_65_54_30_37 : High and low pressure selector gas fire extinguishing valves
Pr_65_54_30_42 : Inlet breechings
Pr_65_54_30_63 : Pneumatic alarm devices
Pr_65_54_30_65 : Pressure gauges and pressure switches
Pr_65_54_30_85 : Sprinkler system alarm valves
Pr_65_54_30_95 : Water fire extinguisher leather straps
Pr_65_54_30_96 : Water mist control valves
Pr_65_54_30_97 : Wet riser landing valves
Pr_65_54_33 : Gas and liquid fuel valves
Pr_65_54_33_03 : Anti-siphon liquid fuel supply valves
Pr_65_54_33_11 : Cast iron plug valves
Pr_65_54_33_15 : Compressed air pressure reducing stations
Pr_65_54_33_31 : Fusible link drop weight valves
Pr_65_54_33_33 : Gas ball valves
Pr_65_54_33_34 : Gas burner safety devices
Pr_65_54_33_35 : Gas butterfly valves
Pr_65_54_33_36 : Gas pressure reducing stations
Pr_65_54_33_37 : Gas pressure switches
Pr_65_54_33_38 : Gas solenoid valves
Pr_65_54_33_43 : Industrial vacuum flow regulating valves
Pr_65_54_33_44 : Laboratory gas safety valves
Pr_65_54_33_45 : Laboratory gas taps
Pr_65_54_33_46 : Laboratory gas supply manifolds
Pr_65_54_33_47 : Liquefied petroleum gas (LPG) pressure regulators
Pr_65_54_33_48 : Liquefied petroleum gas (LPG) pressure relief valves
Pr_65_54_33_49 : Liquefied petroleum gas (LPG) shut off valves and emergency valves
Pr_65_54_33_50 : Mechanical gas safety valves
Pr_65_54_33_51 : Medical gas line valves
Pr_65_54_33_52 : Medical gas pressure reducing stations
Pr_65_54_33_53 : Medical gas service modules
Pr_65_54_33_54 : Medical gas supply manifolds
Pr_65_54_33_55 : Medical gas valve service units
Pr_65_54_33_57 : Medical vacuum flow regulating valves
Pr_65_54_33_71 : Remote acting fire safety liquid fuel supply valves
Pr_65_54_33_74 : Rupture discs
Pr_65_54_33_84 : Steel plug valves
Pr_65_54_33_87 : Taper plug valves
Pr_65_54_40 : Irrigation valves
Pr_65_54_40_02 : Air valves
Pr_65_54_40_13 : Check valves
Pr_65_54_40_16 : Control valves
Pr_65_54_40_44 : Isolating valves
Pr_65_54_40_62 : Plastics isolating valves
Pr_65_54_40_94 : Volumetric control valves
Pr_65_54_85 : Steam valves
Pr_65_54_85_06 : Balanced pressure air vents
Pr_65_54_85_08 : Blowdown valves
Pr_65_54_85_26 : Electrically-actuated control steam valves
Pr_65_54_85_65 : Pneumatically-actuated control steam valves
Pr_65_54_85_77 : Self-acting control steam valves
Pr_65_54_85_78 : Self-acting steam temperature valves
Pr_65_54_85_79 : Self-operating control valves
Pr_65_54_85_88 : Temperature and pressure control steam valves
Pr_65_54_93 : Valve accessories
Pr_65_54_93_05 : Automatic air vents
Pr_65_54_93_06 : Ball valve floats
Pr_65_54_93_50 : Manual air vents
Pr_65_54_93_87 : Test points
Pr_65_54_93_88 : T-keys
Pr_65_54_93_94 : Valve keys
Pr_65_54_94 : Water supply valves
Pr_65_54_94_03 : Anti-pollution check valves
Pr_65_54_94_11 : Cast iron wedge gate valves
Pr_65_54_94_22 : Direct acting float actuated automatic control valves
Pr_65_54_94_23 : Direct spring operated pressure relief valves
Pr_65_54_94_24 : Double orifice air valves
Pr_65_54_94_26 : Eccentric plug valves
Pr_65_54_94_30 : Flexible rubber check valves
Pr_65_54_94_31 : Free discharge valves
Pr_65_54_94_39 : Hydrostatic bellmouth valves
Pr_65_54_94_45 : Knife gate valves
Pr_65_54_94_47 : Line pressure driven automatic control valves
Pr_65_54_94_56 : Non-slam nozzle check valves
Pr_65_54_94_57 : Non-slam twin plate check valves
Pr_65_54_94_60 : Pallet type pressure relief valves
Pr_65_54_94_63 : Pinch type pressure relief valves
Pr_65_54_94_65 : Plunger valves
Pr_65_54_94_70 : Recoil resilient hinge disc check valves
Pr_65_54_94_71 : Recoil swing disc check valves
Pr_65_54_94_72 : Reduced pressure zone valves
Pr_65_54_94_73 : Resilient hinge disc check valves
Pr_65_54_94_77 : Single large orifice air valves
Pr_65_54_94_78 : Single small orifice air valves
Pr_65_54_94_90 : Triple orifice air valves
Pr_65_54_94_94 : Vacuum breaker air valves
Pr_65_54_94_95 : V-port ball valves
Pr_65_54_95 : Water services valves
Pr_65_54_95_05 : Backflow prevention devices
Pr_65_54_95_06 : Ball valves
Pr_65_54_95_08 : Butterfly valves
Pr_65_54_95_11 : Cast iron check valves
Pr_65_54_95_12 : Cast iron gate valves
Pr_65_54_95_13 : Cast iron globe valves
Pr_65_54_95_14 : Check valves
Pr_65_54_95_15 : Copper alloy gate valves
Pr_65_54_95_16 : Copper alloy globe valves
Pr_65_54_95_23 : Draw off taps
Pr_65_54_95_24 : Diaphragm valves
Pr_65_54_95_26 : Double regulating valves
Pr_65_54_95_27 : Draining taps
Pr_65_54_95_28 : Excess pressure valves
Pr_65_54_95_29 : Float-operated valves
Pr_65_54_95_30 : Flow measuring valves
Pr_65_54_95_31 : Flow-reducing servicing valves
Pr_65_54_95_47 : Low pressure thermostatic mixing valves
Pr_65_54_95_48 : Low temperature thermostatic mixing valves
Pr_65_54_95_49 : Medical gas pressure reducing stations
Pr_65_54_95_50 : Metering valves
Pr_65_54_95_53 : Motorized valves
Pr_65_54_95_66 : Pressure reducing valves
Pr_65_54_95_67 : Pressure surplussing valves
Pr_65_54_95_70 : Radiator valves
Pr_65_54_95_75 : Safety valves
Pr_65_54_95_81 : Steel ball valves
Pr_65_54_95_82 : Steel globe valves
Pr_65_54_95_83 : Steel globe and check valves
Pr_65_54_95_87 : Tempering valves
Pr_65_54_95_88 : Thermostatic mixing valves
Pr_65_54_95_89 : Thermostatic radiator valves
Pr_65_54_95_90 : Three-way vent cocks
Pr_65_54_95_92 : Underfloor heating and cooling manifolds
Pr_65_55 : Liquid and gas distribution products
Pr_65_55_62 : Phase change distribution products
Pr_65_55_62_47 : Liquefied petroleum gas (LPG) vaporizers
Pr_65_55_76 : Separators
Pr_65_55_76_04 : Austenitic stainless steel steam separators
Pr_65_55_76_11 : Carbon steel steam separators
Pr_65_55_76_12 : Cast iron steam separators
Pr_65_55_76_13 : Centrifugal air separators
Pr_65_55_76_15 : Combined air and dirt separators
Pr_65_55_76_22 : Dirt separators
Pr_65_55_76_58 : Oil and petrol separators
Pr_65_55_76_59 : Oil and water separators
Pr_65_55_76_77 : SG iron steam separators
Pr_65_55_76_84 : Stainless steel steam separators
Pr_65_55_76_96 : Water separators
Pr_65_55_84 : Steam and condensate distribution
Pr_65_55_84_75 : Sample coolers
Pr_65_55_84_94 : Vacuum breakers
Pr_65_55_85 : Steam and condensate recovery vessels
Pr_65_55_85_08 : Blowdown vessels
Pr_65_55_85_30 : Flash steam recovery vessels
Pr_65_55_85_85 : Steam feedtanks
Pr_65_55_86 : Steam traps
Pr_65_55_86_06 : Balanced pressure steam traps
Pr_65_55_86_07 : Ball float steam traps
Pr_65_55_86_08 : Bimetallic steam traps
Pr_65_55_86_42 : Inverted bucket steam traps
Pr_65_55_86_88 : Thermodynamic steam traps
Pr_65_55_86_89 : Thermostatic steam traps
Pr_65_55_96 : Washing products
Pr_65_55_96_24 : Drive through wheel wash
Pr_65_55_96_72 : Roller wheel wash
Pr_65_55_96_96 : Wash plant
Pr_65_57 : Filter products
Pr_65_57_02 : Air filters
Pr_65_57_02_02 : Activated carbon air filters
Pr_65_57_02_03 : Air gas and vapour cleaners
Pr_65_57_02_04 : Air particle cleaners
Pr_65_57_02_06 : Baffle grease air filters
Pr_65_57_02_07 : Bag air filters
Pr_65_57_02_11 : Cartridge grease air filters
Pr_65_57_02_15 : Cold water mist grease air filters
Pr_65_57_02_20 : Cyclone filters
Pr_65_57_02_25 : Duct-mounted modular electrostatic air filters
Pr_65_57_02_26 : Efficient particulate arrestor (EPA) air filters
Pr_65_57_02_28 : Electrostatic precipitators
Pr_65_57_02_29 : Fabric filters
Pr_65_57_02_37 : High efficiency particle arrestor (HEPA) air filters
Pr_65_57_02_52 : Mesh air filters
Pr_65_57_02_66 : Panel air filters
Pr_65_57_02_70 : Safe change filter changing units
Pr_65_57_02_92 : Ultra low particle arrestor (ULPA) air filters
Pr_65_57_02_93 : Ultra violet light grease filter
Pr_65_57_02_96 : Water wash grease air filters
Pr_65_57_02_97 : Wet scrubber filters
Pr_65_57_33 : Gas and air filters
Pr_65_57_33_02 : Activated carbon compressed air filters
Pr_65_57_33_15 : Coalescing compressed air filters
Pr_65_57_33_25 : Dust compressed air filters
Pr_65_57_33_33 : Gas filters
Pr_65_57_58 : Oil filters and strainers
Pr_65_57_58_58 : Oil filters
Pr_65_57_58_59 : Oil strainers
Pr_65_57_85 : Swimming pool water filters and strainers
Pr_65_57_85_06 : Basket filters
Pr_65_57_85_07 : Basket strainers
Pr_65_57_85_12 : Cartridge water filters
Pr_65_57_85_22 : Diatomaceous earth water filters
Pr_65_57_85_33 : Glass water filters
Pr_65_57_85_75 : Sand water filters
Pr_65_57_95 : Water feature filters and strainers
Pr_65_57_95_07 : Biological filters
Pr_65_57_95_11 : Cartridge water filters
Pr_65_57_95_22 : Disk filters
Pr_65_57_95_42 : Inline water filters
Pr_65_57_95_51 : Media water filters
Pr_65_57_95_76 : Screen filters
Pr_65_57_95_96 : Water strainers
Pr_65_57_96 : Water filters and strainers
Pr_65_57_96_03 : Active biological water filters
Pr_65_57_96_04 : Angle water strainers
Pr_65_57_96_08 : Basket water strainers
Pr_65_57_96_09 : Bottle brush water filters
Pr_65_57_96_11 : Canister water filters
Pr_65_57_96_13 : Chlorine dioxide biological water filters
Pr_65_57_96_16 : Conical water filters
Pr_65_57_96_29 : Fast bed rapid sand water filters
Pr_65_57_96_30 : Floating tank water filters
Pr_65_57_96_34 : Granular activated carbon water filters
Pr_65_57_96_35 : Gravel water filters
Pr_65_57_96_51 : Media water filters
Pr_65_57_96_52 : Membrane water filters
Pr_65_57_96_53 : Mesh water filters
Pr_65_57_96_62 : Pilot water filters
Pr_65_57_96_70 : Rapid gravity water filters
Pr_65_57_96_72 : Reed bed water filters
Pr_65_57_96_77 : Side stream water filters
Pr_65_57_96_79 : Slow bed sand water filters
Pr_65_57_96_86 : Subsurface vortex water filters
Pr_65_57_96_99 : Y-type water strainers
Pr_65_65 : Ductwork products
Pr_65_65_23 : Ductwork accessories
Pr_65_65_23_01 : Access panels
Pr_65_65_23_25 : Ductwork access doorsets
Pr_65_65_24 : Duct dampers
Pr_65_65_24_16 : Constant volume boxes
Pr_65_65_24_29 : Fire and smoke dampers
Pr_65_65_24_30 : Fire dampers
Pr_65_65_24_42 : Intumescent fire and smoke dampers
Pr_65_65_24_56 : Non-return dampers
Pr_65_65_24_66 : Pressure control flaps
Pr_65_65_24_68 : Pressure relief dampers
Pr_65_65_24_78 : Shut off dampers
Pr_65_65_24_80 : Smoke dampers
Pr_65_65_24_93 : Variable air volume boxes
Pr_65_65_24_95 : Volume control dampers
Pr_65_65_25 : Ductwork and fittings
Pr_65_65_25_13 : Circular plastics ductwork and fittings
Pr_65_65_25_14 : Circular sheet metal ductwork and fittings
Pr_65_65_25_23 : Domestic rigid ductwork and fittings
Pr_65_65_25_30 : Fire resisting ductwork and fittings
Pr_65_65_25_31 : Flat oval sheet metal ductwork and fittings
Pr_65_65_25_32 : Flexible ductwork
Pr_65_65_25_34 : Glass fibre ductwork and fittings
Pr_65_65_25_64 : Pre-insulated ductwork and fittings
Pr_65_65_25_71 : Rectangular plastics ductwork and fittings
Pr_65_65_25_72 : Rectangular sheet metal ductwork and fittings
Pr_65_65_25_77 : Smoke extract ductwork
Pr_65_67 : Air and fume distribution products
Pr_65_67_16 : Compressed air products
Pr_65_67_16_02 : Air compressors
Pr_65_67_16_03 : Air-cooled aftercoolers
Pr_65_67_16_04 : Air preparation units
Pr_65_67_16_05 : Air receivers
Pr_65_67_16_08 : Blow protectors
Pr_65_67_16_22 : Desiccant air driers
Pr_65_67_16_50 : Medical gas compressors
Pr_65_67_16_71 : Refrigerant air driers
Pr_65_67_16_96 : Water-cooled aftercoolers
Pr_65_67_22 : De-aerators
Pr_65_67_22_47 : Liquid fuel de-aerators
Pr_65_67_22_66 : Pressure differential de-aerators
Pr_65_67_22_88 : Temperature differential de-aerators
Pr_65_67_28 : Expansion compensators
Pr_65_67_28_03 : Angular expansion compensators
Pr_65_67_28_05 : Axial expansion compensators
Pr_65_67_28_46 : Lateral expansion compensators
Pr_65_67_29 : Fans
Pr_65_67_29_05 : Axial flow fans
Pr_65_67_29_09 : Bifurcated fans
Pr_65_67_29_12 : Centrifugal fans
Pr_65_67_29_23 : Domestic fan units
Pr_65_67_29_24 : Domestic multipoint fan units
Pr_65_67_29_44 : Jet fans
Pr_65_67_29_52 : Mixed flow fans
Pr_65_67_29_67 : Propeller fans
Pr_65_67_29_72 : Roof mounted fans
Pr_65_67_29_80 : Smoke extract fans
Pr_65_67_29_88 : Twin axial fans
Pr_65_67_29_89 : Twin centrifugal fans
Pr_65_67_29_96 : Whole dwelling fan units
Pr_65_67_39 : Humidifiers and dehumidifiers
Pr_65_67_39_22 : Desiccant dehumidifiers
Pr_65_67_39_28 : Evaporative humidifiers
Pr_65_67_39_84 : Steam humidifiers
Pr_65_67_39_96 : Water atomizing humidifiers
Pr_65_67_46 : Laboratory gas products
Pr_65_67_46_56 : Nitrogen receiver
Pr_65_67_78 : Sound attenuators
Pr_65_67_78_02 : Acoustic duct linings
Pr_65_67_78_05 : Air transfer and cross talk attenuators
Pr_65_67_78_07 : Attenuated openings
Pr_65_67_78_12 : Circular attenuators
Pr_65_67_78_72 : Rectangular attenuators
Pr_65_67_94 : Vehicle exhaust distribution products
Pr_65_67_94_25 : Ducted rail tracks
Pr_65_67_94_76 : Self-sealing floor plates
Pr_65_70 : Cables, conductors and fitting products
Pr_65_70_11 : Cable management
Pr_65_70_11_09 : Buried conduit
Pr_65_70_11_11 : Cable bands
Pr_65_70_11_12 : Cable baskets
Pr_65_70_11_13 : Cable cleats
Pr_65_70_11_14 : Cable ladders
Pr_65_70_11_15 : Cable ties
Pr_65_70_11_16 : Cable troughs
Pr_65_70_11_17 : Cable trays
Pr_65_70_11_18 : Cable trunking
Pr_65_70_11_19 : Channel cable supports
Pr_65_70_11_20 : Conduit fittings
Pr_65_70_11_25 : Duct bank
Pr_65_70_11_30 : Flexible conduit
Pr_65_70_11_31 : Floor cable trunking and ducting
Pr_65_70_11_47 : Lighting busbar trunking
Pr_65_70_11_61 : Perimeter trunking
Pr_65_70_11_62 : Plastic ducts for buried electric cables
Pr_65_70_11_63 : Pliable conduit
Pr_65_70_11_70 : Raised access floor service outlets
Pr_65_70_11_71 : Rigid conduit
Pr_65_70_11_75 : Service outlet boxes
Pr_65_70_11_76 : Service outlet poles
Pr_65_70_11_79 : Slotted cable trunking
Pr_65_70_12 : Cable protection products
Pr_65_70_12_04 : Anti-vandal cable guards
Pr_65_70_12_11 : Capping
Pr_65_70_12_92 : Underground concrete cable protection covers
Pr_65_70_12_93 : Underground plastics cable ducts
Pr_65_70_12_94 : Underground plastics cable protection covers
Pr_65_70_13 : Cathodic protection
Pr_65_70_13_08 : Bulk anode
Pr_65_70_13_50 : Mesh anode
Pr_65_70_13_72 : Rod anode
Pr_65_70_13_85 : Sheet anode
Pr_65_70_15 : Communications cables
Pr_65_70_15_02 : Armoured cable terminations
Pr_65_70_15_03 : Armoured coaxial communications cables
Pr_65_70_15_04 : Armoured communications cables
Pr_65_70_15_06 : Balanced twisted
Pr_65_70_15_13 : Coaxial cables
Pr_65_70_15_17 : Copper voice cables
Pr_65_70_15_32 : Functional earth cables
Pr_65_70_15_58 : Optical fibre cables
Pr_65_70_15_60 : Optical fibre patch cords
Pr_65_70_15_96 : Work area and patch cord cables
Pr_65_70_16 : Conductor rail ancillaries
Pr_65_70_16_15 : Conductor rail guard boards
Pr_65_70_16_17 : Conductor rail side ramps
Pr_65_70_16_28 : Eutectic strips
Pr_65_70_36 : High voltage cables
Pr_65_70_36_33 : High voltage cable glands
Pr_65_70_36_34 : High voltage cold shrink cable joints
Pr_65_70_36_35 : High voltage extruded insulation cable terminations
Pr_65_70_36_36 : High voltage paper insulated cable terminations
Pr_65_70_36_37 : High voltage power cables with extruded insulation
Pr_65_70_36_38 : High voltage power cables with low smoke thermosetting insulation
Pr_65_70_36_39 : High voltage power cables with impregnated paper insulation lead alloy sheath
Pr_65_70_36_40 : High voltage power cables with thermosetting insulation
Pr_65_70_42 : Insulators
Pr_65_70_42_16 : Conductor rail insulators
Pr_65_70_42_26 : Deadend insulators
Pr_65_70_42_36 : High voltage pin insulators
Pr_65_70_42_46 : Line post insulators
Pr_65_70_42_47 : Longrod insulators
Pr_65_70_42_48 : Low voltage pin insulators
Pr_65_70_42_77 : Shackle insulators
Pr_65_70_42_82 : Spool insulators
Pr_65_70_42_83 : Station post insulators
Pr_65_70_42_84 : Stay insulators
Pr_65_70_42_85 : Strain insulators
Pr_65_70_42_86 : Suspension insulators
Pr_65_70_46 : Lightning protection and earthing components
Pr_65_70_46_01 : Air terminals
Pr_65_70_46_03 : Aluminium earth tapes
Pr_65_70_46_04 : Aluminium rod lightning conductors
Pr_65_70_46_14 : Copper earth tapes
Pr_65_70_46_15 : Copper solid circular lightning conductors
Pr_65_70_46_24 : Earth bars
Pr_65_70_46_25 : Earth plates
Pr_65_70_46_26 : Earth rod inspection pits
Pr_65_70_46_27 : Earth rods
Pr_65_70_46_29 : Earthing clamps
Pr_65_70_46_30 : Earthing conductors
Pr_65_70_46_46 : Lightning protection conductor clamps
Pr_65_70_46_47 : Lightning protection conductor metallic direct contact clips
Pr_65_70_46_48 : Lightning protection conductor non-metallic direct contact clips
Pr_65_70_46_80 : Soil conditioning agents
Pr_65_70_48 : Low voltage cables
Pr_65_70_48_13 : Crosslinked EVA insulated single core non-sheathed cables
Pr_65_70_48_14 : Crosslinked silicone rubber insulated single core cables
Pr_65_70_48_29 : Fire resistant screened (LSHF) cables
Pr_65_70_48_31 : Flexible cables with crosslinked elastomeric insulation
Pr_65_70_48_32 : Flexible cables with thermoplastic PVC insulation
Pr_65_70_48_37 : Heat resistant single-core non-sheathed cross-linked elastomeric insulated cables
Pr_65_70_48_51 : Mineral insulation cables
Pr_65_70_48_55 : Multicore screened thermosetting insulated (LSHF) sheathed cables
Pr_65_70_48_59 : Ordinary duty low temperature PVC insulated, PVC sheathed flexible cables
Pr_65_70_48_61 : PVC insulated and sheathed cables
Pr_65_70_48_62 : PVC insulated flexible single core cables for switchgear and controlgear wiring
Pr_65_70_48_63 : PVC insulated single core non-sheathed cables
Pr_65_70_48_75 : Single core non-sheathed cables with halogen-free cross-linked insulation, and low emission of smoke
Pr_65_70_48_79 : Split concentric, PVC insulated and sheathed cables
Pr_65_70_48_88 : Thermosetting insulated armoured fire resistant (LSHF) cables
Pr_65_70_48_89 : Thermosetting insulated and PVC sheathed armoured cables
Pr_65_70_48_90 : Thermosetting insulated and sheathed LSHF) armoured cables
Pr_65_70_48_91 : Thermosetting insulated and thermoplastic sheathed (LSHF) cables
Pr_65_70_48_92 : Thermosetting insulated non armoured PVC sheathed cables
Pr_65_70_48_93 : Thermosetting insulated (XLPE), thermoplastic low smoke halogen free (LSZH) sheathed
Pr_65_70_50 : Low voltage prefabricated cables
Pr_65_70_50_15 : Connection cables
Pr_65_70_50_28 : Extender cables
Pr_65_70_50_37 : Home run cables
Pr_65_70_50_47 : Lighting extender leads
Pr_65_70_50_49 : Luminaire connection cables
Pr_65_70_50_64 : Prefabricated low-smoke zero-halogen (LSZH) insulated and sheathed multi-core cables
Pr_65_70_50_66 : Prefabricated low-smoke zero-halogen (LSZH) insulated single cables in flexible conduit
Pr_65_70_50_72 : RJ45 cables
Pr_65_70_50_84 : Starter leads
Pr_65_70_50_86 : Switch connection leads
Pr_65_70_50_88 : T connectors
Pr_65_72 : Electrical power products and wiring accessories
Pr_65_72_27 : Electrical protective devices
Pr_65_72_27_02 : Air circuit breakers
Pr_65_72_27_11 : Cartridge fuses
Pr_65_72_27_26 : Earth continuity monitors
Pr_65_72_27_32 : Fuse links
Pr_65_72_27_44 : J-type feeder pillar fuses
Pr_65_72_27_47 : Low-voltage fuse links
Pr_65_72_27_50 : Mains power supply transient overvoltage suppression devices
Pr_65_72_27_52 : Miniature circuit breakers
Pr_65_72_27_53 : Moulded case circuit breakers
Pr_65_72_27_72 : Residual current circuit breakers
Pr_65_72_27_73 : Residual current circuit breakers with integral overcurrent protection
Pr_65_72_27_74 : Residual current monitors
Pr_65_72_27_88 : Transient overvoltage surge suppression devices
Pr_65_72_43 : Power conditioning equipment
Pr_65_72_43_01 : Active electrical filters
Pr_65_72_43_05 : Automatic power factor correction equipment
Pr_65_72_43_07 : Blocking diodes
Pr_65_72_43_39 : Hybrid electrical filters
Pr_65_72_43_42 : Inverters
Pr_65_72_43_60 : Passive electrical filters
Pr_65_72_43_64 : Power conditioning units
Pr_65_72_43_95 : Voltage optimisers
Pr_65_72_43_96 : Voltage transformers
Pr_65_72_59 : Overhead power supply line products
Pr_65_72_59_06 : Balance weight anchor tensioning devices
Pr_65_72_59_80 : Spring tensioning devices
Pr_65_72_59_90 : Turnbuckle tensioning devices
Pr_65_72_60 : Overhead power supply line support products
Pr_65_72_60_23 : Double insulator catenary cantiliever assembly
Pr_65_72_60_24 : Double insulator trolley wire cantiliever assembly
Pr_65_72_60_55 : Overhead line cable support
Pr_65_72_60_56 : Overhead line catenary wire
Pr_65_72_60_57 : Overhead line contact wire
Pr_65_72_60_58 : Overhead line dropper
Pr_65_72_60_59 : Overhead line fixing
Pr_65_72_60_60 : Overhead line mounting structure
Pr_65_72_60_61 : Overhead line span wire
Pr_65_72_60_77 : Single insulator catenary cantilever assembly
Pr_65_72_60_78 : Single insulator trolley wire cantilever assembly
Pr_65_72_97 : Wiring accessories
Pr_65_72_97_03 : Architrave switches
Pr_65_72_97_06 : Bayonet lamp holders
Pr_65_72_97_11 : Cable couplers
Pr_65_72_97_12 : Cable outlet plates
Pr_65_72_97_16 : Ceiling light switches
Pr_65_72_97_17 : Ceiling power switches
Pr_65_72_97_18 : Ceiling roses
Pr_65_72_97_20 : Cooker control units
Pr_65_72_97_21 : Cooker connection units
Pr_65_72_97_22 : Dimmer switches and controls
Pr_65_72_97_23 : Double pole switches
Pr_65_72_97_26 : Edison screw lamp holders
Pr_65_72_97_27 : Electrical connection boxes
Pr_65_72_97_30 : Fan isolators
Pr_65_72_97_31 : Fused connection units
Pr_65_72_97_34 : Grid switches
Pr_65_72_97_40 : Industrial plugs
Pr_65_72_97_41 : Industrial socket outlets
Pr_65_72_97_47 : Luminaire supporting couplers
Pr_65_72_97_52 : Multi-gang power outlets
Pr_65_72_97_63 : Plate switches
Pr_65_72_97_66 : Prefabricated wiring switches
Pr_65_72_97_72 : Round pin socket outlets
Pr_65_72_97_75 : Safety pendant lamp holders
Pr_65_72_97_76 : Safety pendant sets
Pr_65_72_97_78 : Shaver supply units
Pr_65_72_97_79 : Single voltage shaver outlets
Pr_65_72_97_82 : Specialist socket outlets
Pr_65_72_97_83 : Surface and concealed wiring enclosures
Pr_65_72_97_84 : Standard socket outlets
Pr_65_80 : Transport distribution products
Pr_65_80_15 : Cranes and lifting systems
Pr_65_80_15_22 : Detachable hooks
Pr_65_80_15_47 : Lifting rings
Pr_65_80_15_48 : Lifting trunnions
Pr_65_80_15_59 : Overhead travelling cranes
Pr_65_80_15_71 : Roof trolleys
Pr_65_80_15_73 : Runway tracks
Pr_65_80_15_74 : Runway trolleys
Pr_65_80_23 : Dock levellers
Pr_65_80_23_06 : Bascule dock bridges
Pr_65_80_23_38 : Hydraulic hinged-lip dock levellers
Pr_65_80_23_39 : Hydraulic telescopic-lip dock levellers
Pr_65_80_23_51 : Mechanical dock levellers
Pr_65_80_28 : Escalator and moving walk products
Pr_65_80_28_21 : Escalators
Pr_65_80_28_52 : Moving walks
Pr_65_80_42 : Inclined transport cars, platforms and chairs
Pr_65_80_42_11 : Cable cars
Pr_65_80_42_37 : Homelifts
Pr_65_80_42_39 : Inclined chairlifts
Pr_65_80_42_42 : Inclined standing platforms
Pr_65_80_42_43 : Inclined wheelchair platforms
Pr_65_80_42_77 : Ski lift chairs
Pr_65_80_46 : Laundry conveyors
Pr_65_80_46_15 : Laundry and garment conveyors
Pr_65_80_46_42 : Inclined loading laundry conveyors
Pr_65_80_46_77 : Shuttle lifting laundry conveyors
Pr_65_80_47 : Lifting platforms and hoists
Pr_65_80_47_04 : Assisted transfer hoists
Pr_65_80_47_12 : Ceiling track hoists
Pr_65_80_47_31 : Fixed hoists
Pr_65_80_47_47 : Moveable hoists
Pr_65_80_47_64 : Poolside hoists
Pr_65_80_47_76 : Service hoists
Pr_65_80_47_84 : Step lifts
Pr_65_80_47_94 : Vehicle hoists
Pr_65_80_47_95 : Vertical lifting platforms
Pr_65_80_65 : Pneumatic document conveying products
Pr_65_80_65_63 : Pneumatic document conveying blowers
Pr_65_80_65_64 : Pneumatic document conveying carriers
Pr_65_80_65_65 : Pneumatic document conveying diverters
Pr_65_80_65_66 : Pneumatic document conveying pipes and fittings
Pr_65_80_65_67 : Pneumatic document conveying stations
Pr_65_80_89 : Transport cables
Pr_65_80_89_11 : Cable car cables
Pr_65_80_89_46 : Lift cables
Pr_65_80_89_85 : Ski lift cables
Pr_65_80_96 : Wastewater conveyor products
Pr_65_80_96_07 : Belt conveyors
Pr_65_80_96_24 : Drag or chain link conveyors
Pr_65_80_96_76 : Screw conveyors
Pr_65_80_96_79 : Shafted screw conveyors
Pr_65_80_96_80 : Shaftless spiral conveyors
Pr_70 : Services outlet products
Pr_70_50 : Solid waste disposal products
Pr_70_50_71 : Refuse disposal equipment
Pr_70_50_71_18 : Crushers
Pr_70_50_71_42 : Incinerators
Pr_70_50_71_60 : Packagers
Pr_70_50_80 : Solid waste balers
Pr_70_50_80_37 : Horizontal baler
Pr_70_50_80_94 : Vertical baler
Pr_70_50_85 : Solid waste compactor products
Pr_70_50_85_24 : Dry waste compactor
Pr_70_50_85_37 : High density compaction extruder
Pr_70_50_85_65 : Portable waste compactor
Pr_70_50_85_66 : Portable waste compactor and bin lift
Pr_70_50_85_78 : Skip portable waste compctor
Pr_70_50_85_96 : Wet waste compactor
Pr_70_55 : Liquid and gas outlet products
Pr_70_55_33 : Gas and foam nozzles and sprinklers
Pr_70_55_33_11 : Carbon dioxide fire extinguishing nozzles
Pr_70_55_33_30 : Foam sprinklers
Pr_70_55_33_36 : Halocarbons and inert gas fire extinguishing nozzles
Pr_70_55_42 : Irrigation water outlets
Pr_70_55_42_09 : Bubblers
Pr_70_55_42_11 : Capillary matting
Pr_70_55_42_22 : Drippers
Pr_70_55_42_46 : Lateral pipelines
Pr_70_55_42_47 : Layered irrigation matting
Pr_70_55_42_52 : Micro-distribution pipelines
Pr_70_55_42_53 : Micro-perforated polyethylene sheet
Pr_70_55_42_54 : Misters
Pr_70_55_42_64 : Porous pipelines
Pr_70_55_42_70 : Rain guns
Pr_70_55_42_73 : Rotary impact sprinklers
Pr_70_55_42_80 : Spray jets
Pr_70_55_42_90 : Tree irrigation rings
Pr_70_55_51 : Medical gases outlets
Pr_70_55_51_30 : Flexible pendants
Pr_70_55_51_37 : Headwall bedhead units
Pr_70_55_51_52 : Terminal units
Pr_70_55_51_53 : Medical trunking bedhead units
Pr_70_55_51_55 : Multi-movement pendants
Pr_70_55_51_73 : Retractable pendants
Pr_70_55_51_74 : Rigid pendants
Pr_70_55_58 : Oil and grease lubricant supply products
Pr_70_55_58_70 : Rail lubricator
Pr_70_55_62 : Phase change outlet products
Pr_70_55_62_31 : Foam proportioners
Pr_70_55_76 : Sewage treatment plant
Pr_70_55_76_34 : Geocellular modular plastics storage units
Pr_70_55_76_62 : Private packaged pumping stations
Pr_70_55_76_64 : Private packaged septic tank units
Pr_70_55_76_66 : Private packaged sewage treatment units
Pr_70_55_76_72 : Reed bed units
Pr_70_55_76_76 : Sewage below-ground storage tanks (cesspools)
Pr_70_55_96 : Waste water outlets and plugs
Pr_70_55_96_06 : Bath wastes
Pr_70_55_96_09 : Bidet wastes
Pr_70_55_96_76 : Scrub up trough and wash trough wastes
Pr_70_55_96_83 : Shower tray wastes
Pr_70_55_96_84 : Sinks wastes
Pr_70_55_96_93 : Urinal wastes
Pr_70_55_96_97 : Wash basins wastes
Pr_70_55_96_98 : Waste water plugs and chains
Pr_70_55_97 : Water fire extinguishing outlets
Pr_70_55_97_01 : Above-ground fire hydrants
Pr_70_55_97_37 : High velocity nozzles
Pr_70_55_97_51 : Medium velocity nozzles
Pr_70_55_97_57 : Nozzles
Pr_70_55_97_84 : Sprinkler heads
Pr_70_55_97_93 : Underground fire hydrants
Pr_70_55_98 : Water outlets
Pr_70_55_98_28 : External drinking fountains
Pr_70_55_98_30 : Fountains
Pr_70_55_98_35 : Green roof drainage outlets
Pr_70_55_98_46 : Laminar jets
Pr_70_55_98_59 : Overflows
Pr_70_55_98_60 : Passive tank outlets
Pr_70_55_98_65 : Pool water inlets and outlets
Pr_70_55_98_84 : Sprinklers
Pr_70_55_98_87 : Tape lines and drippers
Pr_70_55_98_92 : Ultrasonic mist makers
Pr_70_55_98_95 : Waterfalls and cascades
Pr_70_55_98_96 : Water feature nozzles
Pr_70_60 : Space heating and cooling products
Pr_70_60_14 : Climatic beams and ceilings
Pr_70_60_14_02 : Active climatic beams
Pr_70_60_14_14 : Climatic ceiling panels
Pr_70_60_14_55 : Multi-service climatic beams
Pr_70_60_14_60 : Passive climatic beams
Pr_70_60_36 : Heat emitters
Pr_70_60_36_02 : Air curtains
Pr_70_60_36_06 : Cabinet direct heaters
Pr_70_60_36_08 : Cabinet indirect heaters
Pr_70_60_36_22 : Decorative fuel effect gas fires
Pr_70_60_36_26 : Electric heated towel rails
Pr_70_60_36_27 : Electric cable underfloor heating element
Pr_70_60_36_28 : Electric sheet underfloor heating element
Pr_70_60_36_30 : Fan convectors
Pr_70_60_36_33 : Gas fired unit heaters
Pr_70_60_36_35 : Gas fires
Pr_70_60_36_42 : Inset live fuel effect gas fires
Pr_70_60_36_48 : Low temperature hot water (LTHW) heated towel rails
Pr_70_60_36_49 : Low temperature hot water (LTHW) underfloor heating
Pr_70_60_36_56 : Natural convectors
Pr_70_60_36_70 : Radiant luminous heaters
Pr_70_60_36_71 : Radiant panels
Pr_70_60_36_72 : Radiant tube heaters
Pr_70_60_36_73 : Radiators
Pr_70_60_36_74 : Room heaters
Pr_70_60_36_80 : Solid fuel room heaters
Pr_70_60_36_88 : Thermal storage heaters
Pr_70_60_36_90 : Trench heating
Pr_70_60_36_93 : Unit heaters
Pr_70_60_36_97 : Wood-burning stoves
Pr_70_60_37 : Heat pumps
Pr_70_60_37_02 : Air to air heat pumps
Pr_70_60_37_04 : Air to water heat pumps
Pr_70_60_37_33 : Gas engine driven heat pumps
Pr_70_60_37_34 : Gas fired absorption heat pumps
Pr_70_60_37_36 : Ground source heat pumps
Pr_70_60_37_96 : Water to air heat pumps
Pr_70_60_37_98 : Water to water heat pumps
Pr_70_60_60 : Pavement heating products
Pr_70_60_60_37 : Heating cable
Pr_70_60_60_38 : Heating mat
Pr_70_60_82 : Space heating fittings and equipment
Pr_70_60_82_29 : Fenders
Pr_70_60_82_30 : Fireplace hearths
Pr_70_60_82_31 : Fireplace hoods
Pr_70_60_82_32 : Fireplace surrounds
Pr_70_60_82_41 : Inset open fireplace firebacks
Pr_70_60_82_42 : Inset open fireplace surrounds and hearths
Pr_70_60_82_43 : Inset open fires
Pr_70_65 : Air and fume outlet products
Pr_70_65_03 : Air conditioning units
Pr_70_65_03_02 : Air cooled condensing units
Pr_70_65_03_25 : Dry air coolers
Pr_70_65_03_27 : Evaporative cooling units
Pr_70_65_03_29 : Fan coil units
Pr_70_65_03_42 : Indoor refrigeration units
Pr_70_65_03_43 : Induction units
Pr_70_65_03_47 : Local air conditioning units
Pr_70_65_03_72 : Room air conditioning units
Pr_70_65_03_84 : Split coil remote air cooled condensing units
Pr_70_65_03_86 : Split coil room air conditioning units
Pr_70_65_03_94 : Variable refrigerant flow units
Pr_70_65_04 : Air terminals and diffusers
Pr_70_65_04_02 : Air diffusers
Pr_70_65_04_03 : Air grilles
Pr_70_65_04_04 : Air plenum boxes
Pr_70_65_04_22 : Displacement ventilation diffusers
Pr_70_65_04_24 : Domestic air diffusers and grilles
Pr_70_65_04_28 : External wall grilles
Pr_70_65_04_30 : Floor linear air diffusers
Pr_70_65_04_32 : Floor-mounted air plenum boxes
Pr_70_65_04_44 : Jet diffusers
Pr_70_65_04_46 : Laminar flow panels
Pr_70_65_04_48 : Linear air diffusers
Pr_70_65_04_53 : Modular cassette ventilated ceilings
Pr_70_65_04_73 : Roof ridge air terminals
Pr_70_65_04_75 : Roof slope air terminals
Pr_70_65_04_76 : Roof stack air terminals
Pr_70_65_04_77 : Roof ventilator cowls
Pr_70_65_04_84 : Specialist air terminals
Pr_70_65_04_86 : Swirl air diffusers
Pr_70_65_04_88 : Terminal fan units
Pr_70_65_04_93 : Variable air volume (VAV) fan assisted terminal units
Pr_70_65_04_94 : Variable air volume (VAV) terminal units
Pr_70_65_04_95 : Ventilated ceilings
Pr_70_65_30 : Flues and chimneys
Pr_70_65_30_14 : Clay chimney pots
Pr_70_65_30_15 : Clay flue liner terminals
Pr_70_65_30_16 : Concrete chimney pots
Pr_70_65_30_30 : Flue liners
Pr_70_65_30_32 : Fume extract discharge stacks
Pr_70_65_30_51 : Metal flues and chimneys
Pr_70_65_30_84 : Stainless steel chimney pots
Pr_70_65_82 : Smoke and heat exhaust ventilators
Pr_70_65_82_56 : Natural smoke and heat exhaust ventilators
Pr_70_65_82_64 : Powered smoke and heat exhaust ventilators
Pr_70_70 : Power and lighting outlet products
Pr_70_70_46 : Lamps
Pr_70_70_46_15 : Compact fluorescent lamps
Pr_70_70_46_30 : Fluorescent lamps
Pr_70_70_46_36 : High pressure mercury vapour lamps
Pr_70_70_46_37 : High pressure sodium vapour lamps
Pr_70_70_46_41 : Induction lamps
Pr_70_70_46_44 : Light-emitting diodes (LED)
Pr_70_70_46_45 : Low pressure sodium vapour lamps
Pr_70_70_46_52 : Metal halide lamps
Pr_70_70_46_77 : Self ballasted compact fluorescent lamps
Pr_70_70_46_80 : Special lamps
Pr_70_70_46_89 : Tungsten filament lamps
Pr_70_70_46_90 : Tungsten halogen lamps
Pr_70_70_47 : Lighting controls and lighting distribution products
Pr_70_70_47_02 : Automatic emergency lighting test panels
Pr_70_70_47_12 : Centralized lighting controllers
Pr_70_70_47_16 : Combined daylight and occupancy detectors
Pr_70_70_47_21 : Daylight sensors
Pr_70_70_47_27 : Extra low voltage lighting transformers
Pr_70_70_47_28 : Extra low voltage occupancy detectors
Pr_70_70_47_46 : Lighting distribution boxes
Pr_70_70_47_47 : Luminaire changeover relays
Pr_70_70_47_48 : Luminaire hold-off relays
Pr_70_70_47_49 : Luminaire inverter modules
Pr_70_70_47_50 : Luminaire sub-circuit relays
Pr_70_70_47_51 : Mains voltage occupancy detectors
Pr_70_70_47_52 : Master distribution box
Pr_70_70_47_62 : Photoelectric control units
Pr_70_70_47_71 : Remote infrared lighting commissioning controllers
Pr_70_70_47_72 : Remote infrared lighting user controllers
Pr_70_70_47_79 : Slave distribution boxes
Pr_70_70_48 : Luminaires, lighting track and lighting accessories
Pr_70_70_48_02 : Area floodlights
Pr_70_70_48_13 : Chandeliers
Pr_70_70_48_16 : Combined emergency luminaires
Pr_70_70_48_23 : Dedicated slave emergency luminaires
Pr_70_70_48_24 : Downlights
Pr_70_70_48_26 : Electrical low mounted way-guidance lighting module housings
Pr_70_70_48_27 : Electrical low mounted way-guidance lighting modules
Pr_70_70_48_28 : Electrical low mounted way-guidance lighting supply units
Pr_70_70_48_32 : Free standing luminaires
Pr_70_70_48_35 : Ground mounted luminaires
Pr_70_70_48_36 : Hazardous area luminaires
Pr_70_70_48_46 : Light-emitting diodes (LED) luminaires
Pr_70_70_48_47 : Lighting tracks
Pr_70_70_48_48 : Luminaire smoke hoods
Pr_70_70_48_59 : Optical fibre emergency luminaires
Pr_70_70_48_62 : Pendant luminaires
Pr_70_70_48_65 : Post top lanterns
Pr_70_70_48_71 : Recessed luminaires
Pr_70_70_48_77 : Self-contained emergency luminaires
Pr_70_70_48_80 : Socket for demountable lighting
Pr_70_70_48_82 : Spot lights
Pr_70_70_48_85 : Surface luminaires
Pr_70_70_48_86 : Suspended luminaires
Pr_70_70_48_92 : Underwater luminaires
Pr_70_70_48_93 : Uplights
Pr_70_75 : Communications products
Pr_70_75_01 : Aeronautical lighting products
Pr_70_75_01_01 : Aeronautical ground lighting
Pr_70_75_01_02 : Airfield guidance signs
Pr_70_75_01_03 : Azimuth guidance for nose-in stand (AGNIS) lights
Pr_70_75_01_13 : Constant current regulators
Pr_70_75_01_47 : Lighting beacon
Pr_70_75_01_65 : Precision approach path indicators (PAPI)
Pr_70_75_01_70 : Runway and taxiway elevated lights
Pr_70_75_01_71 : Runway and taxiway inset lights
Pr_70_75_04 : Audio, data and visual outlet plates and controllers
Pr_70_75_04_06 : Balanced twisted-pair cable outlet plates
Pr_70_75_04_25 : DVI outlet plates
Pr_70_75_04_29 : Fibre optic cable outlet plates
Pr_70_75_04_37 : HDMI outlet plates
Pr_70_75_04_70 : RCA outlet plates
Pr_70_75_04_71 : RJ-45 to BT plug adaptors
Pr_70_75_04_85 : SVGA outlet plates
Pr_70_75_04_88 : Telecommunications outlet plates
Pr_70_75_04_90 : Television outlet plates
Pr_70_75_04_94 : Volume controllers
Pr_70_75_04_99 : XLR outlet plates
Pr_70_75_36 : Hearing and assisted listening products
Pr_70_75_36_08 : Bodypack receivers
Pr_70_75_36_36 : Headphones
Pr_70_75_36_37 : Headsets
Pr_70_75_36_40 : Induction loop amplifiers
Pr_70_75_36_41 : Induction loop pads
Pr_70_75_36_42 : Induction loop signal generators
Pr_70_75_36_43 : Induction loop transformers
Pr_70_75_36_44 : Induction neck loops
Pr_70_75_36_45 : Induction-loop monitor receivers
Pr_70_75_36_46 : Induction loop reassurance indicators
Pr_70_75_36_47 : Infrared hearing and assisted listening modulators
Pr_70_75_36_48 : Infrared hearing and assisted listening radiators
Pr_70_75_36_50 : Loudspeakers
Pr_70_75_36_64 : Portable communicators
Pr_70_75_36_84 : Stethosets
Pr_70_75_50 : Marine signals and indicators
Pr_70_75_50_56 : Navigation signal buoys
Pr_70_75_52 : Mesh network products
Pr_70_75_52_42 : Intelligent access point
Pr_70_75_52_50 : Mesh wireless routers
Pr_70_75_69 : Radio communications products
Pr_70_75_69_70 : Radio base stations
Pr_70_75_70 : Rail signals and indicators
Pr_70_75_70_03 : Automatic warning signals
Pr_70_75_70_05 : Axle counter
Pr_70_75_70_06 : Banner repeater signals
Pr_70_75_70_14 : Colour light signals
Pr_70_75_70_44 : Junction indicators
Pr_70_75_70_47 : Limit of shunt signals
Pr_70_75_70_63 : Point machine
Pr_70_75_70_64 : Position light signals
Pr_70_75_70_65 : Possession limit board
Pr_70_75_70_72 : Route indicators
Pr_70_75_70_76 : Semaphore disc signals
Pr_70_75_70_77 : Semaphore signals
Pr_70_75_70_78 : Semaphore subsidiary signals
Pr_70_75_70_89 : Track circuit
Pr_70_75_70_90 : Train protection warning signals
Pr_70_75_72 : Road traffic and pedestrian control signals
Pr_70_75_72_01 : Above ground vehicle detection products
Pr_70_75_72_07 : Belisha beacons
Pr_70_75_72_22 : Detector loop
Pr_70_75_72_30 : Fixed vertical road traffic signs
Pr_70_75_72_48 : Level crossing signals
Pr_70_75_72_49 : Mass detectors
Pr_70_75_72_50 : Motorway lane signal
Pr_70_75_72_51 : Motorway signal mark 1
Pr_70_75_72_53 : Motorway signal mark 3
Pr_70_75_72_54 : Motorway signal mark 4
Pr_70_75_72_60 : Pedestrian signal controllers
Pr_70_75_72_61 : Pedestrian crossing signals
Pr_70_75_72_80 : Solar powered illuminated bollard
Pr_70_75_72_87 : Traffic signal controller units
Pr_70_75_72_89 : Transiluminated traffic bollards
Pr_70_75_72_92 : Urban traffic management signs
Pr_70_75_72_94 : Variable message traffic signs
Pr_70_75_72_95 : Vehicle activated signs
Pr_70_75_72_96 : Vehicular traffic signals
Pr_70_75_72_98 : Wig wag signal
Pr_70_75_72_99 : Wig wag signal control unit
Pr_70_75_80 : Sports timing and scoring equipment
Pr_70_75_80_27 : Electronic scoreboards
Pr_70_75_80_46 : Lane boxes
Pr_70_75_80_50 : Manual scoreboards
Pr_70_75_80_72 : Relay race break sensors
Pr_70_75_80_82 : Swimmers starting blocks
Pr_70_75_80_83 : Swimmers touch pads
Pr_70_75_80_84 : Swimming race start sound generators
Pr_70_75_80_85 : Swimming timing controllers
Pr_70_75_88 : Telecoms equipment
Pr_70_75_88_01 : Acoustic hoods
Pr_70_75_88_03 : Analogue telephone handsets
Pr_70_75_88_21 : Data and telecom transient overvoltage surge suppression devices
Pr_70_75_88_22 : Digital enhanced cordless telecommunications
Pr_70_75_88_24 : Digital terminals
Pr_70_75_88_27 : Emergency roadside telephones
Pr_70_75_88_60 : Payphones
Pr_70_75_88_86 : Telephone distribution frames
Pr_70_75_88_87 : Telephone extension ringers
Pr_70_75_88_89 : Telephone operator consoles
Pr_70_75_94 : Visual and audible indicators
Pr_70_75_94_27 : Electric door bells
Pr_70_75_94_28 : Electronic sounders
Pr_70_75_94_29 : Flashing filament warning beacons
Pr_70_75_94_42 : Industrial bells
Pr_70_75_94_46 : LED warning beacons
Pr_70_75_94_58 : Overdoor indicator units
Pr_70_75_94_60 : Panel mounting indicator lights
Pr_70_75_94_73 : Rotating warning beacons
Pr_70_75_94_78 : Starting strobe lights
Pr_70_75_94_80 : Static filament warning beacons
Pr_70_75_94_99 : Xenon warning beacons
Pr_75 : Services control products
Pr_75_30 : Opening control products
Pr_75_30_23 : Door and gate operating hardware
Pr_75_30_23_00 : Articulated arm swing gate operators
Pr_75_30_23_01 : Automatic door access control mats
Pr_75_30_23_02 : Automatic door presence safety sensors
Pr_75_30_23_03 : Automatic gate presence safety sensors
Pr_75_30_23_04 : Automatic sliding door operator control panels
Pr_75_30_23_05 : Automatic sliding door operators
Pr_75_30_23_06 : Automatic sliding gate operator control panels
Pr_75_30_23_07 : Automatic swing door operator control panels
Pr_75_30_23_08 : Automatic swing gate operator control panels
Pr_75_30_23_09 : Automatic swing-door operators
Pr_75_30_23_21 : Dock leveller controllers
Pr_75_30_23_22 : Door access control pushpads
Pr_75_30_23_26 : Electromagnetic door holders
Pr_75_30_23_27 : Electromagnetic door hold-open and swing-free devices
Pr_75_30_23_31 : Folding gate automation mechanisms
Pr_75_30_23_33 : Garage door operators
Pr_75_30_23_36 : Handheld door and gate remote controllers
Pr_75_30_23_40 : Hinged and swing gate automation mechanisms
Pr_75_30_23_42 : Hydraulic automation mechanisms
Pr_75_30_23_70 : Rack and pinion sliding gate operators
Pr_75_30_23_72 : Rising arm automation mechanisms
Pr_75_30_23_76 : Sliding gate automation mechanisms
Pr_75_30_23_92 : Underground swing gate operators
Pr_75_30_23_94 : Vehicle induction loop detector
Pr_75_30_23_96 : Worm drive swing gate operators
Pr_75_30_27 : Electric door locking hardware
Pr_75_30_27_26 : Electric strikes and faceplates
Pr_75_30_27_27 : Electromechanical door locks
Pr_75_30_27_50 : Magnetic locks
Pr_75_30_27_51 : Magnetic shear locks and strike plates
Pr_75_50 : Mechanical services control products
Pr_75_50_18 : Controllers and control panels
Pr_75_50_18_13 : Chain actuators
Pr_75_50_18_21 : Damper actuators
Pr_75_50_18_26 : Electric trace heating control and monitoring
Pr_75_50_18_29 : Field controllers
Pr_75_50_18_30 : Flow sample gas detection control panels
Pr_75_50_18_33 : Gas detection control panels
Pr_75_50_18_42 : Irrigation control panels
Pr_75_50_18_46 : Linear actuators
Pr_75_50_18_47 : Liquid leak detection control panels
Pr_75_50_18_51 : Mechanical services control panels
Pr_75_50_18_65 : Pneumatic document conveyor control panels
Pr_75_50_18_94 : Valve actuators
Pr_75_50_18_96 : Water display controls
Pr_75_50_33 : Gas fire extinguishing controls
Pr_75_50_33_25 : Electrical actuation
Pr_75_50_33_26 : Emergency abort devices
Pr_75_50_33_27 : Emergency hold devices
Pr_75_50_33_28 : Extinguishing control panels
Pr_75_50_33_50 : Manual triggering devices
Pr_75_50_33_56 : Non-electrical gas fire extinguishing disable devices
Pr_75_50_33_64 : Pneumatic heat actuators
Pr_75_50_33_88 : Thermal links
Pr_75_50_46 : Liquid level controllers and switches
Pr_75_50_46_27 : Electronic liquid level controllers
Pr_75_50_46_29 : Float liquid level controllers
Pr_75_50_46_30 : Float switches
Pr_75_50_46_31 : Flush control devices
Pr_75_50_46_42 : Infrared flush controller
Pr_75_50_46_46 : Level controls and alarms
Pr_75_50_46_68 : Push button flush controllers
Pr_75_50_47 : Liquid level sensors
Pr_75_50_47_08 : Buoyancy level sensors and switches
Pr_75_50_47_11 : Capacitance and inductance sensors
Pr_75_50_47_34 : Gravimetric and load cell sensor
Pr_75_50_47_35 : Guided wave radar sensor
Pr_75_50_47_39 : Hydrostatic sensor
Pr_75_50_47_50 : Magnetic level gauge switches
Pr_75_50_47_51 : Magnetorestrictive level transmitters
Pr_75_50_47_53 : Maximum water level recorder
Pr_75_50_47_70 : Radar sensor
Pr_75_50_47_73 : Rotary paddle sensor
Pr_75_50_47_88 : Thermal dispersion level switches
Pr_75_50_47_92 : Ultrasonic sensor
Pr_75_50_47_94 : Vibrating sensor
Pr_75_50_47_96 : Water level gauge board
Pr_75_50_47_97 : Water level sensor
Pr_75_50_48 : Liquid sensing devices
Pr_75_50_48_15 : Chemical sensing cables
Pr_75_50_48_31 : Fuel sensing cables
Pr_75_50_48_34 : Ground water monitors
Pr_75_50_48_47 : Leak sensing tape
Pr_75_50_48_60 : Pad leak sensors
Pr_75_50_48_67 : Probe leak sensors
Pr_75_50_48_71 : Remote sampling equipment
Pr_75_50_48_90 : Transportable monitors
Pr_75_50_48_96 : Water sensing cables
Pr_75_50_51 : Medical gases controls
Pr_75_50_51_52 : Medical gas area alarm panels
Pr_75_50_51_54 : Medical gases central alarms
Pr_75_50_51_71 : Remote start medical gas switch panels
Pr_75_50_51_94 : Vacuum insulated evaporator (VIE) control panels
Pr_75_50_52 : Meteorological instrumentation
Pr_75_50_52_03 : Anemometers
Pr_75_50_52_06 : Barometers
Pr_75_50_52_12 : Ceilometers
Pr_75_50_52_39 : Humidity and temperature probes
Pr_75_50_52_65 : Present weather sensors
Pr_75_50_52_90 : Tipping bucket rain gauges
Pr_75_50_52_94 : Visibiity sensors
Pr_75_50_52_97 : Weather station
Pr_75_50_76 : Sensors and detectors
Pr_75_50_76_02 : Air quality sensors
Pr_75_50_76_03 : Air temperature sensors
Pr_75_50_76_04 : Ambient noise level sensors
Pr_75_50_76_12 : Carbon monoxide detectors
Pr_75_50_76_16 : Combined electronic current and voltage transducers
Pr_75_50_76_17 : Combustion gas detectors
Pr_75_50_76_18 : Current sensors
Pr_75_50_76_23 : Disinfectant sensors
Pr_75_50_76_24 : Dissolved oxygen sensors
Pr_75_50_76_25 : Dry rot sensor sticks
Pr_75_50_76_30 : Flow in duct sensors
Pr_75_50_76_31 : Flow in pipe sensors
Pr_75_50_76_33 : Gas detectors
Pr_75_50_76_47 : Liquid temperature sensors
Pr_75_50_76_58 : Occupancy sensors
Pr_75_50_76_60 : pH value sensors
Pr_75_50_76_61 : pH sensors
Pr_75_50_76_63 : Photoelectric sensors
Pr_75_50_76_68 : Pressure sensors
Pr_75_50_76_69 : Proximity sensors and control units
Pr_75_50_76_71 : Relative humidity sensors
Pr_75_50_76_73 : Room temperature sensors
Pr_75_50_76_80 : Sludge density sensors
Pr_75_50_76_83 : Steam and condensate sensor chambers
Pr_75_50_76_84 : Steam and condensate sensors
Pr_75_50_76_86 : Suspended solids sensors
Pr_75_50_76_90 : Turbidity sensors
Pr_75_50_76_95 : Voltage sensors
Pr_75_51 : Motors, motor controls, control circuit devices and timeswitches
Pr_75_51_17 : Control circuit devices and timeswitches
Pr_75_51_17_27 : Emergency stop buttons
Pr_75_51_17_50 : Manual control switches
Pr_75_51_17_66 : Push button switches
Pr_75_51_17_75 : Safety limit switches
Pr_75_51_17_78 : Selector switches
Pr_75_51_17_87 : Tariff and load control radio tele-switches
Pr_75_51_17_88 : Tariff and load control time switches
Pr_75_51_17_89 : Time switches
Pr_75_51_26 : Electric motors
Pr_75_51_26_00 : a.c. capacitor start capacitor run motors
Pr_75_51_26_01 : a.c. permanent capacitor motors
Pr_75_51_26_02 : a.c. split phase motors
Pr_75_51_26_03 : a.c. squirrel cage induction motors
Pr_75_51_26_04 : a.c. wound rotor induction motors
Pr_75_51_26_21 : d.c. compound wound motors
Pr_75_51_26_22 : d.c. permanent magnet motors
Pr_75_51_26_23 : d.c. separately excited motors
Pr_75_51_26_24 : d.c. series wound motors
Pr_75_51_26_25 : d.c. shunt wound motors
Pr_75_51_26_92 : Universal motors
Pr_75_51_52 : Motor starters, variable frequency drives and contactors
Pr_75_51_52_01 : Alternating current (a.c.) drives
Pr_75_51_52_02 : Alternating current (a.c.) semiconductor motor controllers and starters
Pr_75_51_52_15 : Control and protective switching devices
Pr_75_51_52_22 : Direct-on-line starters
Pr_75_51_52_26 : Electro-mechanical contactors
Pr_75_51_52_27 : Electromechanical control circuit devices
Pr_75_51_52_58 : Overload relays
Pr_75_51_52_82 : Star delta starters
Pr_75_70 : Power and lighting control products
Pr_75_75 : Communications control products
Pr_75_75_04 : Assistance and nurse call devices and control equipment
Pr_75_75_04_00 : Assistance call acoustic hoods
Pr_75_75_04_01 : Assistance call indicator units
Pr_75_75_04_02 : Assistance call power supply units
Pr_75_75_04_03 : Assistance call press button units
Pr_75_75_04_04 : Assistance call pull cord units
Pr_75_75_04_05 : Assistance call reset units
Pr_75_75_04_57 : Nurse call buttons
Pr_75_75_04_58 : Nurse call combined emergency/ patient call/ reset units
Pr_75_75_04_60 : Nurse call overdoor indicators
Pr_75_75_04_61 : Nurse call patient handsets
Pr_75_75_04_62 : Nurse call patient pull cords
Pr_75_75_04_63 : Nurse call power supply units
Pr_75_75_04_64 : Nurse call reset units
Pr_75_75_04_65 : Nurse call station indicator panels
Pr_75_75_04_66 : Nurse emergency pull-switches
Pr_75_75_15 : Computers and peripherals
Pr_75_75_15_11 : Card printers
Pr_75_75_15_14 : Combined photocopier- printer- scanners
Pr_75_75_15_15 : Computer keyboards
Pr_75_75_15_16 : Computer monitors
Pr_75_75_15_21 : Desktop computers
Pr_75_75_15_22 : Digital cameras
Pr_75_75_15_46 : Laptop computers
Pr_75_75_15_63 : Photocopiers
Pr_75_75_15_66 : Printers
Pr_75_75_15_76 : Scanners
Pr_75_75_15_80 : Servers
Pr_75_75_27 : Electronic access control products
Pr_75_75_27_01 : Access control digital keypads - standalone
Pr_75_75_27_07 : Biometric fingerprint readers
Pr_75_75_27_27 : Emergency door release break glass units
Pr_75_75_27_28 : Emergency door release mechanisms
Pr_75_75_27_42 : Intercom entrance panels
Pr_75_75_27_43 : Intercom remote handsets
Pr_75_75_27_50 : Magnetic swipe card readers
Pr_75_75_27_51 : Magnetic swipe cards
Pr_75_75_27_55 : Multiple technology cards
Pr_75_75_27_67 : Proximity card readers
Pr_75_75_27_68 : Proximity cards
Pr_75_75_27_71 : Request-to-exit buttons
Pr_75_75_27_80 : Smart card readers and writers
Pr_75_75_30 : Fire alarm detection devices and control equipment
Pr_75_75_30_03 : Aspirating smoke detectors
Pr_75_75_30_22 : Duct smoke detectors
Pr_75_75_30_29 : Fire alarm panels
Pr_75_75_30_30 : Fire alarm sounders
Pr_75_75_30_31 : Fire detection and alarm power supply equipment
Pr_75_75_30_50 : Manual call points
Pr_75_75_30_52 : Mimic alarm panels
Pr_75_75_30_59 : Optical beam smoke detectors
Pr_75_75_30_63 : Point flame detectors
Pr_75_75_30_64 : Point heat detectors
Pr_75_75_30_65 : Point smoke detectors
Pr_75_75_30_71 : Remote indicators
Pr_75_75_30_94 : Vibrating pillow pads
Pr_75_75_30_95 : Vibrating radio pager transmitters
Pr_75_75_30_96 : Vibrating radio pagers
Pr_75_75_30_97 : Visual alarm signal devices
Pr_75_75_30_98 : Voice alarm control panels
Pr_75_75_32 : Foreign object debris detection equipment
Pr_75_75_32_27 : Electro-optical FOD detection equipment
Pr_75_75_32_39 : Hybrid FOD detection equipment
Pr_75_75_32_70 : Radar FOD detection equipment
Pr_75_75_42 : Intruder detection and alarm devices and control equipment
Pr_75_75_42_02 : Acoustic detectors(i.e. glass break or seismic detectors)
Pr_75_75_42_08 : Beam interruption detectors
Pr_75_75_42_11 : Capacitive proximity detectors
Pr_75_75_42_16 : Combined passive infrared and microwave detectors
Pr_75_75_42_17 : Combined passive infrared and ultrasonic detectors
Pr_75_75_42_22 : Deliberately operated intruder alarm devices
Pr_75_75_42_28 : External intruder alarm sounders
Pr_75_75_42_40 : Internal electronic intruder alarm sounders
Pr_75_75_42_41 : Intruder alarm panels
Pr_75_75_42_42 : Intruder alarm remote keypads
Pr_75_75_42_52 : Microwave detectors
Pr_75_75_42_60 : Passive infrared detectors
Pr_75_75_42_67 : Protective switches
Pr_75_75_42_92 : Ultrasonic movement detectors
Pr_75_75_42_94 : Vibrating intruder alarm pagers
Pr_75_75_42_95 : Vibration detectors
Pr_75_75_42_96 : Volumetric capacitive detectors
Pr_75_75_47 : Lift control products
Pr_75_75_47_41 : Illuminated landing indicators
Pr_75_75_47_46 : Landing call stations
Pr_75_75_60 : Passport control products
Pr_75_75_60_07 : Biometric facial recognition product
Pr_75_75_60_08 : Biometric iris recognition product
Pr_75_75_60_60 : Passport reader
Pr_75_75_75 : Security screening products
Pr_75_75_75_01 : Advanced cabin baggage x-ray
Pr_75_75_75_06 : Back scatter x-ray security scanner
Pr_75_75_75_28 : Explosive trace detection equipment
Pr_75_75_75_47 : Liquid explosive detection equipment
Pr_75_75_75_52 : Millimetre wave security scanner
Pr_75_75_75_96 : Walk-through metal detector
Pr_75_75_94 : Voice alarm and emergency voice communication equipment
Pr_75_75_94_03 : Ambient noise sensing controllers
Pr_75_75_94_11 : Cabinet voice alarm loudspeakers
Pr_75_75_94_15 : Ceiling mounted voice alarm loudspeakers
Pr_75_75_94_19 : Column voice alarm loudspeakers
Pr_75_75_94_22 : Disabled refuge master stations
Pr_75_75_94_23 : Disabled refuge outstations
Pr_75_75_94_27 : Emergency voice communication radio based equipment
Pr_75_75_94_94 : Voice alarm controller microphones
Pr_75_75_94_95 : Voice alarm controllers
Pr_75_75_94_96 : Voice alarm emergency microphones
Pr_75_75_94_97 : Voice alarm power amplifiers
Pr_75_75_94_98 : Voice alarm power supply units
Pr_80 : Services general products
Pr_80_51 : Measuring and metering products
Pr_80_51_30 : Flume products
Pr_80_51_30_20 : Cutthroat flume
Pr_80_51_30_38 : HS/H/HL flume
Pr_80_51_30_52 : Montana flume
Pr_80_51_30_60 : Palmer bowlus flume
Pr_80_51_30_61 : Parshall flume
Pr_80_51_30_70 : RBC flume
Pr_80_51_30_90 : Trapezoidal flume
Pr_80_51_30_94 : Venturi flume
Pr_80_51_46 : Liquid flow meters
Pr_80_51_46_15 : Coriolis flowmeters
Pr_80_51_46_27 : Electromagnetic flowmeters
Pr_80_51_46_55 : Multiphase flowmeters
Pr_80_51_46_66 : Primary flow differential pressure flowmeters
Pr_80_51_46_73 : Rotary piston flowmeters
Pr_80_51_46_85 : Swirl flowmeters
Pr_80_51_46_88 : Thermal mass flowmeters
Pr_80_51_46_92 : Ultrasonic flowmeters
Pr_80_51_46_94 : Variable area flow meters
Pr_80_51_46_95 : Vortex flow meters
Pr_80_51_51 : Metering and test products
Pr_80_51_51_04 : Analogue metering equipment
Pr_80_51_51_05 : Anemometers
Pr_80_51_51_06 : Audio frequency induction loop field strength meters
Pr_80_51_51_11 : Call information logging equipment
Pr_80_51_51_19 : Current transformers
Pr_80_51_51_21 : Differential pressure flow meters
Pr_80_51_51_22 : Digital metering equipment
Pr_80_51_51_23 : Digital multifunction metering equipment
Pr_80_51_51_26 : Electromagnetic flow meters
Pr_80_51_51_28 : Energy meters
Pr_80_51_51_32 : Fuel meters
Pr_80_51_51_33 : Gas meters
Pr_80_51_51_37 : Heat meters
Pr_80_51_51_50 : Mass flow meters
Pr_80_51_51_62 : Piezometers
Pr_80_51_51_64 : Portable gas monitors
Pr_80_51_51_65 : Portable leak monitors
Pr_80_51_51_66 : Portable moisture monitors
Pr_80_51_51_67 : Pressure meters
Pr_80_51_51_92 : Ultrasonic flow meters
Pr_80_51_51_93 : Vapour meter
Pr_80_51_51_94 : Variable area flow meters
Pr_80_51_51_95 : Voltage transformers
Pr_80_51_51_96 : Vortex flow meters
Pr_80_51_51_97 : Water meters
Pr_80_51_85 : Structural instrumentation and monitoring products
Pr_80_51_85_18 : Crack gauge
Pr_80_51_85_21 : Data logger
Pr_80_51_85_27 : Electrolevel sensor and microelectromechanical units
Pr_80_51_85_28 : Extensometer
Pr_80_51_85_41 : Inclinometer
Pr_80_51_85_46 : Liquid level gauge
Pr_80_51_85_47 : Load cell
Pr_80_51_85_48 : Logger box and readout box
Pr_80_51_85_66 : Precise level
Pr_80_51_85_84 : Strain gauge
Pr_80_51_85_87 : Tape extensometer
Pr_80_51_85_88 : Tilt meter
Pr_80_51_85_90 : Total station
Pr_80_51_96 : Weighbridge products
Pr_80_51_96_00 : Above ground weighbridge
Pr_80_51_96_32 : Fully inground weighbridge
Pr_80_51_96_55 : Multiple deck weighbridge
Pr_80_51_96_71 : Relocatable weighbridge
Pr_80_51_96_77 : Semi-pit weighbridge
Pr_80_51_96_96 : Wheel weigh pads
Pr_80_77 : Services support and containment products
Pr_80_77_23 : Dock shelters
Pr_80_77_23_30 : Flap dock shelters
Pr_80_77_23_31 : Foam pad (cushion) dock seals
Pr_80_77_23_42 : Inflatable dock shelters
Pr_80_77_23_70 : Retractable dock shelters
Pr_80_77_23_71 : Rigid dock shelters
Pr_80_77_23_72 : Rigid dock shelters with inflatable seals
Pr_80_77_27 : Equipment boards, racks and supports
Pr_80_77_27_04 : Audio-visual equipment racks
Pr_80_77_27_07 : Ballasted mounting frame for solar modules
Pr_80_77_27_08 : Battery shelving racks
Pr_80_77_27_31 : Free standing mounting frame for solar modules
Pr_80_77_27_33 : Gauge mounting boards
Pr_80_77_27_51 : Metal cladding solar module clamps
Pr_80_77_27_72 : Roof anchors for solar modules
Pr_80_77_27_73 : Roof equipment supports
Pr_80_77_27_78 : Services supports
Pr_80_77_27_80 : Solar module support rails
Pr_80_77_27_91 : Turbine support structures
Pr_80_77_28 : Equipment enclosures, cabinets, boxes and housings
Pr_80_77_28_06 : Balanced twisted-pair cabling patch panels
Pr_80_77_28_10 : Camera brackets
Pr_80_77_28_11 : Camera housings
Pr_80_77_28_13 : Central battery enclosures
Pr_80_77_28_16 : Control circuit device enclosures
Pr_80_77_28_21 : Data equipment cabinets
Pr_80_77_28_24 : Dry riser landing boxes
Pr_80_77_28_28 : Fire equipment cabinets
Pr_80_77_28_29 : Fire extinguisher cabinets
Pr_80_77_28_30 : Fire hose cabinets
Pr_80_77_28_33 : Generator enclosures
Pr_80_77_28_46 : Large fire hydrant surface boxes
Pr_80_77_28_47 : Loudspeaker protective cages
Pr_80_77_28_48 : Loudspeaker rear protective enclosures
Pr_80_77_28_49 : Low voltage switchgear enclosures
Pr_80_77_28_52 : Meter cabinets
Pr_80_77_28_60 : Padlock and key cabinets
Pr_80_77_28_65 : Power factor correction equipment enclosures
Pr_80_77_28_70 : Rack cabinets
Pr_80_77_28_84 : Surveillance camera brackets
Pr_80_77_28_85 : Surveillance camera housings
Pr_80_77_28_88 : Terminal air filter housings
Pr_80_77_28_94 : Valve boxes
Pr_80_77_28_95 : Video recorder cabinets
Pr_80_77_28_96 : Water fire extinguishing inlet boxes
Pr_80_77_28_97 : Water fire extinguishing surface boxes
Pr_80_77_28_98 : Weatherproof equipment enclosures
Pr_80_77_46 : Lift enclosures, access and supports
Pr_80_77_46_32 : Free standing self-supporting lift shafts
Pr_80_77_46_46 : Lift cars
Pr_80_77_48 : Lighting columns, brackets and bollards
Pr_80_77_48_01 : Aluminium column luminaire brackets
Pr_80_77_48_01 : Aluminium column luminaire brackets
Pr_80_77_48_02 : Aluminium lighting bollards
Pr_80_77_48_03 : Aluminium lighting columns
Pr_80_77_48_04 : Aluminium luminaire brackets
Pr_80_77_48_04 : Aluminium luminaire brackets
Pr_80_77_48_15 : Concrete lighting bollards
Pr_80_77_48_16 : Concrete lighting columns
Pr_80_77_48_23 : Double lighting columns
Pr_80_77_48_55 : Multiple light columns
Pr_80_77_48_63 : Plastics lighting bollards
Pr_80_77_48_64 : Plastics lighting columns
Pr_80_77_48_78 : Steel column luminaire brackets
Pr_80_77_48_78 : Steel column luminaire brackets
Pr_80_77_48_79 : Steel lighting bollards
Pr_80_77_48_80 : Steel lighting columns
Pr_80_77_48_81 : Steel luminaire brackets
Pr_80_77_48_81 : Steel luminaire brackets
Pr_80_77_76 : Services insulation and protection products
Pr_80_77_76_03 : Aluminium sheet insulation casing
Pr_80_77_76_11 : Calcium silicate preformed section and slab insulation
Pr_80_77_76_12 : Canvas insulation protection
Pr_80_77_76_13 : Carbon steel sheet insulation casing
Pr_80_77_76_34 : Glass wool cloth insulation protection
Pr_80_77_76_47 : Loadbearing pipeline support insulation
Pr_80_77_76_52 : Mineral wool duct metal mesh faced mattress insulation
Pr_80_77_76_53 : Mineral wool duct slab insulation
Pr_80_77_76_54 : Mineral wool pipe section insulation
Pr_80_77_76_58 : Nitrile rubber insulation
Pr_80_77_76_62 : Phenolic foam insulation
Pr_80_77_76_64 : Polyisobutylene insulation protection
Pr_80_77_76_76 : Self-adhesive insulation casing
Pr_80_77_76_85 : Stainless steel sheet insulation casing
Pr_80_77_76_92 : Unplasticized polyvinylchloride (PVC-U) sheet insulation casing
Pr_80_77_76_94 : Valve and flange insulation
Pr_80_77_76_95 : Valve and flange insulation casing
Pr_80_77_94 : Vibration isolation products
Pr_80_77_94_15 : Compression isolators
Pr_80_77_94_30 : Flexible vibration isolation hoses
Pr_80_77_94_40 : Inertia bases
Pr_80_77_94_42 : Isolation hangers
Pr_80_77_94_50 : Mat mountings
Pr_80_77_94_60 : Pad mountings
Pr_80_77_94_74 : Rubber bellows
Pr_80_77_94_84 : Spring isolators
Pr_85 : Process engineering products
Pr_85_51 : Milling products
Pr_85_51_34 : Grain milling products
Pr_85_51_34_51 : Millstones
Pr_85_51_51 : Mineral milling products
Pr_85_51_87 : Textile milling products
Pr_85_51_88 : Timber milling products
Pr_85_73 : Robotic products
Pr_90 : Soft facility management products

## ProjectStage
Name | CreatedBy | CreatedOn | Category | Description | ExtSystem | ExtObject | ExtIdentifier | Start | End
Stage 6 | stephenhamil@gmail.com | 1900-12-31T23:59:59 | unknown | Handover and closeout | DPoW | n/a | 7b6f8410-a530-4cec-a886-f2bf97bd39bd | 1900-12-31T23:59:59 | 1900-12-31T23:59:59